## Simplified Calculator
Trade waste calculation sheet
Indicative Charging including capital contributions from 1 July 2021 if reviewed Part 23: Trade Waste Bylaw adopted
Your historical data
|  | BOD | VSS | ISS | Total N | Total P | TSS | Water usage
|  | mg/L | mg/L | mg/L | mg/L | mg/L | mg/L | m3/day
Existing Consent
2020 average
2020 minimum
2020 maximum
Input Values
|  | BOD | VSS | ISS | Total N | Total P | TSS | Water usage
|  | mg/L | mg/L | mg/L | mg/L | mg/L | mg/L | m3/day
| Future Discharge | 1460.74 | 354.63 | 88.66 | 201.78 | 16.81 | 443.29 | 106.27 |  | Put your data in these cells to calculate any future scenarios
Charging Regime
| Existing Trade Waste Charge (OPEX) | Load/Month (kg or m3) | $/Month |  |  |  | Monthly Laboratory Costs |  |  |  |  | TSS conversion
| FLOW | 3232.3792 | 840.4186 |  |  |  | Test | Cost |  |  |  | TSS |  | Use this if you only have TSS results
| BOD | 4721.6655 | 9301.6811 |  |  |  | BOD5 | 17.6 |  |  |  | ISS | 0 | You can then input these into the table above
| ISS | 286.5827 | 541.6414 |  |  |  | T.S.S | 12 |  |  |  | VSS | 0
| VSS | 1146.2986 | 298.0376 |  |  |  | V.S.S | 3
| TN | 652.2295 | 1924.0769 |  |  |  | I.S.S | 0 |  |  |  | Other fees which may be payable
| TP | 54.3363 | 530.8656 |  |  |  | T.N | 0 |  |  |  | Application fee | TBC
[7 empty] | T.K.N | 16 |  |  |  | Annual administration fee | TBC
| Total cost per month |  | 13436.7212 |  |  |  | NO2-NO3-N | 0 |  |  |  | Inspection fee | TBC
| Total including lab costs |  | 13501.3212 |  |  |  | T.P | 16 |  |  |  | Consent review | TBC
| Total including lab costs and GST |  | 15526.5194 |  |  |  | Total | 64.6
| Proposed Trade Waste Charge (OPEX + New CAPEX) | Load/Month (kg or m3) | $/Month |  |  |  | OPEX Charges, from CHB Fees and Charges 2020/2021 ex GST
| FLOW | 3232.3792 | 8571.2693 |  |  |  | Flow, $/m3 | 0.26 | [6 empty] | Smoothing options | Contribution period options | Year
| BOD | 4721.6655 | 16657.1897 |  |  |  | BOD, $/kg | 1.97 | [6 empty] | Smoothed | Same Year | Year 1 (2021-2022)
| ISS | 286.5827 | 549.7542 |  |  |  | Inert SS, $/kg | 1.89 | Contribution period | [5 empty] | Unsmoothed | 10 Years | Year 2
| VSS | 1146.2986 | 427.8394 |  |  |  | Organic SS, $/kg | 0.26 | Same Year | [6 empty] | 30 Years | Year 3
| TN | 652.2295 | 3953.7138 |  |  |  | Total N, $/kg | 2.95 | [8 empty] | Year 4
| TP | 54.3363 | 1249.1214 |  |  |  | Total P, $/kg | 9.77 | Smoothing | [7 empty] | Year 5
[9 empty] | Smoothed | [7 empty] | Year 6
| Total cost per month |  | 31408.8878 |  |  |  | New Infrastructure CAPEX charges |  |  |  | What timescale should industry contribution be spread over? | [5 empty] | Year 7
| Total including lab costs |  | 31473.4878 |  |  |  | Flow, $/m3 | 2.3917 | Year | [7 empty] | Year 8
| Total including lab costs and GST |  | 36194.511 |  |  |  | BOD, $/kg | 1.5578 | Year 1 (2021-2022) |  | Choose which period of time you want to see charges for | [5 empty] | Year 9
[7 empty] | Inert SS, $/kg | 0.028309 | [8 empty] | Year 10
| Difference Current vs Future | [5 empty] | Organic SS, $/kg | 0.11324 | Industry contribution % | [7 empty] | Year 11
| Total cost per month | 17972.1666 |  |  |  |  | Total N, $/kg | 3.1118 | 100% |  | How much of industry load contribution will be funded by Trade Waste rates? | [5 empty] | Year 12
| Total including lab costs and GST | 20667.9916 |  |  |  |  | Total P, $/kg | 13.2187 | [8 empty] | Year 13
Year 14
Year 15
Year 16
Year 17
Year 18
Year 19
Year 20
Year 21
Year 22
Year 23
Year 24
Year 25
Year 26
Year 27
Year 28
Year 29
Year 30

## Calc_data
Analyte | Repayment period | Year | Smoothing | Value
Flow, $/m3 | Same Year | Year 1 (2021-2022) | Unsmoothed | 0.78534
BOD, $/kg | Same Year | Year 1 (2021-2022) | Unsmoothed | 2.1842 | Sum of Value | Column Labels
Inert SS, $/kg | Same Year | Year 1 (2021-2022) | Unsmoothed | 0 | Row Labels | Year 1 (2021-2022) | Year 2 | Year 3 | Year 4 | Year 5 | Year 6 | Year 7 | Year 8 | Year 9 | Year 10 | Year 11 | Year 12 | Year 13 | Year 14 | Year 15 | Year 16 | Year 17 | Year 18 | Year 19 | Year 20 | Year 21 | Year 22 | Year 23 | Year 24 | Year 25 | Year 26 | Year 27 | Year 28 | Year 29 | Year 30
Organic SS, $/kg | Same Year | Year 1 (2021-2022) | Unsmoothed | 0 | Same Year | 81.0817 | Year 2: 103.0986; Year 3: 28.5216; Year 4: 28.6963; Year 5: 55.4018; Year 6: 77.5272; Year 7: 39.4381; Year 8: 25.2417; Year 9: 23.608; Year 10: 24.1691; Year 11: 21.6292; Year 12: 22.7827; Year 13: 26.3107; Year 14: 29.0558; Year 15: 26.0857
Total N, $/kg | Same Year | Year 1 (2021-2022) | Unsmoothed | 9.5621 | BOD, $/kg | 3.742 | Year 2: 5.0122; Year 3: 1.95; Year 4: 2.2581; Year 5: 5.9041; Year 6: 8.6532; Year 7: 3.8767; Year 8: 1.8158; Year 9: 1.5578; Year 10: 1.5578; Year 11: 1.5578; Year 12: 1.6672; Year 13: 2.2895; Year 14: 2.6306; Year 15: 2.2616
Total P, $/kg | Same Year | Year 1 (2021-2022) | Unsmoothed | 48.1285 | Smoothed | 1.5578 | Year 2: 1.5578; Year 3: 1.5578; Year 4: 1.5578; Year 5: 1.5578; Year 6: 1.5578; Year 7: 1.5578; Year 8: 1.5578; Year 9: 1.5578; Year 10: 1.5578; Year 11: 1.5578; Year 12: 1.5578; Year 13: 1.5578; Year 14: 1.5578; Year 15: 1.5578
Flow, $/m3 | Same Year | Year 2 | Unsmoothed | 1.5849 | Unsmoothed | 2.1842 | Year 2: 3.4544; Year 3: 0.39215; Year 4: 0.70027; Year 5: 4.3463; Year 6: 7.0954; Year 7: 2.3189; Year 8: 0.25799; Year 9: 0; Year 10: 0; Year 11: 0; Year 12: 0.10937; Year 13: 0.73172; Year 14: 1.0728; Year 15: 0.70377
BOD, $/kg | Same Year | Year 2 | Unsmoothed | 3.4544 | Flow, $/m3 | 3.177 | Year 2: 3.9766; Year 3: 7.6275; Year 4: 5.5519; Year 5: 5.6285; Year 6: 7.6758; Year 7: 4.4721; Year 8: 5.3276; Year 9: 5.5781; Year 10: 6.1392; Year 11: 3.5993; Year 12: 3.954; Year 13: 2.9366; Year 14: 3.1906; Year 15: 2.9158
Inert SS, $/kg | Same Year | Year 2 | Unsmoothed | 0.0091895 | Smoothed | 2.3917 | Year 2: 2.3917; Year 3: 2.3917; Year 4: 2.3917; Year 5: 2.3917; Year 6: 2.3917; Year 7: 2.3917; Year 8: 2.3917; Year 9: 2.3917; Year 10: 2.3917; Year 11: 2.3917; Year 12: 2.3917; Year 13: 2.3917; Year 14: 2.3917; Year 15: 2.3917
Organic SS, $/kg | Same Year | Year 2 | Unsmoothed | 0.036758 | Unsmoothed | 0.78534 | Year 2: 1.5849; Year 3: 5.2359; Year 4: 3.1602; Year 5: 3.2368; Year 6: 5.2841; Year 7: 2.0805; Year 8: 2.9359; Year 9: 3.1864; Year 10: 3.7475; Year 11: 1.2076; Year 12: 1.5623; Year 13: 0.54493; Year 14: 0.79895; Year 15: 0.52411
Total N, $/kg | Same Year | Year 2 | Unsmoothed | 4.9056 | Inert SS, $/kg | 0.028309 | Year 2: 0.037498; Year 3: 0.037498; Year 4: 0.044719; Year 5: 0.13016; Year 6: 0.19458; Year 7: 0.082648; Year 8: 0.034355; Year 9: 0.028309; Year 10: 0.028309; Year 11: 0.028309; Year 12: 0.030872; Year 13: 0.045456; Year 14: 0.053448; Year 15: 0.044801
Total P, $/kg | Same Year | Year 2 | Unsmoothed | 72.6862 | Smoothed | 0.028309 | Year 2: 0.028309; Year 3: 0.028309; Year 4: 0.028309; Year 5: 0.028309; Year 6: 0.028309; Year 7: 0.028309; Year 8: 0.028309; Year 9: 0.028309; Year 10: 0.028309; Year 11: 0.028309; Year 12: 0.028309; Year 13: 0.028309; Year 14: 0.028309; Year 15: 0.028309
Flow, $/m3 | Same Year | Year 3 | Unsmoothed | 5.2359 | Unsmoothed | 0 | Year 2: 0.0091895; Year 3: 0.0091895; Year 4: 0.01641; Year 5: 0.10185; Year 6: 0.16627; Year 7: 0.05434; Year 8: 0.0060457; Year 9: 0; Year 10: 0; Year 11: 0; Year 12: 0.002563; Year 13: 0.017147; Year 14: 0.02514; Year 15: 0.016492
BOD, $/kg | Same Year | Year 3 | Unsmoothed | 0.39215 | Organic SS, $/kg | 0.11324 | Year 2: 0.14999; Year 3: 0.14999; Year 4: 0.17887; Year 5: 0.52063; Year 6: 0.77831; Year 7: 0.33059; Year 8: 0.13742; Year 9: 0.11324; Year 10: 0.11324; Year 11: 0.11324; Year 12: 0.12349; Year 13: 0.18182; Year 14: 0.21379; Year 15: 0.1792
Inert SS, $/kg | Same Year | Year 3 | Unsmoothed | 0.0091895 | Smoothed | 0.11324 | Year 2: 0.11324; Year 3: 0.11324; Year 4: 0.11324; Year 5: 0.11324; Year 6: 0.11324; Year 7: 0.11324; Year 8: 0.11324; Year 9: 0.11324; Year 10: 0.11324; Year 11: 0.11324; Year 12: 0.11324; Year 13: 0.11324; Year 14: 0.11324; Year 15: 0.11324
Organic SS, $/kg | Same Year | Year 3 | Unsmoothed | 0.036758 | Unsmoothed | 0 | Year 2: 0.036758; Year 3: 0.036758; Year 4: 0.065639; Year 5: 0.4074; Year 6: 0.66508; Year 7: 0.21736; Year 8: 0.024183; Year 9: 0; Year 10: 0; Year 11: 0; Year 12: 0.010252; Year 13: 0.068587; Year 14: 0.10056; Year 15: 0.065967
Total N, $/kg | Same Year | Year 3 | Unsmoothed | 0.71247 | Total N, $/kg | 12.6739 | Year 2: 8.0174; Year 3: 3.8243; Year 4: 4.3841; Year 5: 11.0084; Year 6: 16.003; Year 7: 7.3249; Year 8: 3.5806; Year 9: 3.1118; Year 10: 3.1118; Year 11: 3.1118; Year 12: 3.3106; Year 13: 4.4413; Year 14: 5.061; Year 15: 4.3905
Total P, $/kg | Same Year | Year 3 | Unsmoothed | 1.7135 | Smoothed | 3.1118 | Year 2: 3.1118; Year 3: 3.1118; Year 4: 3.1118; Year 5: 3.1118; Year 6: 3.1118; Year 7: 3.1118; Year 8: 3.1118; Year 9: 3.1118; Year 10: 3.1118; Year 11: 3.1118; Year 12: 3.1118; Year 13: 3.1118; Year 14: 3.1118; Year 15: 3.1118
Flow, $/m3 | Same Year | Year 4 | Unsmoothed | 3.1602 | Unsmoothed | 9.5621 | Year 2: 4.9056; Year 3: 0.71247; Year 4: 1.2723; Year 5: 7.8965; Year 6: 12.8911; Year 7: 4.213; Year 8: 0.46873; Year 9: 0; Year 10: 0; Year 11: 0; Year 12: 0.19871; Year 13: 1.3294; Year 14: 1.9491; Year 15: 1.2786
BOD, $/kg | Same Year | Year 4 | Unsmoothed | 0.70027 | Total P, $/kg | 61.3472 | Year 2: 85.905; Year 3: 14.9322; Year 4: 16.2786; Year 5: 32.21; Year 6: 44.2222; Year 7: 23.3512; Year 8: 14.346; Year 9: 13.2187; Year 10: 13.2187; Year 11: 13.2187; Year 12: 13.6966; Year 13: 16.416; Year 14: 17.9064; Year 15: 16.2938
Inert SS, $/kg | Same Year | Year 4 | Unsmoothed | 0.01641 | Smoothed | 13.2187 | Year 2: 13.2187; Year 3: 13.2187; Year 4: 13.2187; Year 5: 13.2187; Year 6: 13.2187; Year 7: 13.2187; Year 8: 13.2187; Year 9: 13.2187; Year 10: 13.2187; Year 11: 13.2187; Year 12: 13.2187; Year 13: 13.2187; Year 14: 13.2187; Year 15: 13.2187
Organic SS, $/kg | Same Year | Year 4 | Unsmoothed | 0.065639 | Unsmoothed | 48.1285 | Year 2: 72.6862; Year 3: 1.7135; Year 4: 3.0599; Year 5: 18.9913; Year 6: 31.0035; Year 7: 10.1324; Year 8: 1.1273; Year 9: 0; Year 10: 0; Year 11: 0; Year 12: 0.47791; Year 13: 3.1973; Year 14: 4.6877; Year 15: 3.0751
Total N, $/kg | Same Year | Year 4 | Unsmoothed | 1.2723 | 10 Years | 18.319 | 26.4956 | 27.3056 | 28.133 | 31.631 | 37.3416 | 39.2433 | 39.6899 | 40.0439 | 40.4187 | 34.5488 | 26.5329 | 26.8062 | 26.6182 | 23.6865 | 12.253 | 12.253 | 12.253 | 12.253 | 12.253 | 12.253 | 12.253 | 12.253 | 12.253 | 12.253
Total P, $/kg | Same Year | Year 4 | Unsmoothed | 3.0599 | BOD, $/kg | 1.1531 | 1.4979 | 1.5371 | 1.6071 | 2.0417 | 2.7513 | 2.9832 | 3.009 | 3.009 | 3.009 | 2.7912 | 2.4567 | 2.4907 | 2.5279 | 2.1637 | 0.93469 | 0.93469 | 0.93469 | 0.93469 | 0.93469 | 0.93469 | 0.93469 | 0.93469 | 0.93469 | 0.93469
Flow, $/m3 | Same Year | Year 5 | Unsmoothed | 3.2368 | Smoothed | 0.93469 | 0.93469 | 0.93469 | 0.93469 | 0.93469 | 0.93469 | 0.93469 | 0.93469 | 0.93469 | 0.93469 | 0.93469 | 0.93469 | 0.93469 | 0.93469 | 0.93469 | 0.93469 | 0.93469 | 0.93469 | 0.93469 | 0.93469 | 0.93469 | 0.93469 | 0.93469 | 0.93469 | 0.93469
BOD, $/kg | Same Year | Year 5 | Unsmoothed | 4.3463 | Unsmoothed | 0.21842 | Year 2: 0.56317; Year 3: 0.60239; Year 4: 0.67241; Year 5: 1.107; Year 6: 1.8166; Year 7: 2.0485; Year 8: 2.0743; Year 9: 2.0743; Year 10: 2.0743; Year 11: 1.8565; Year 12: 1.522; Year 13: 1.556; Year 14: 1.5933; Year 15: 1.229
Inert SS, $/kg | Same Year | Year 5 | Unsmoothed | 0.10185 | Flow, $/m3 | 1.5135 | 1.6692 | 2.1928 | 2.5088 | 2.8325 | 3.3609 | 3.569 | 3.8272 | 4.1812 | 4.5559 | 4.5853 | 4.5987 | 4.624 | 4.1639 | 3.8926 | 1.435 | 1.435 | 1.435 | 1.435 | 1.435 | 1.435 | 1.435 | 1.435 | 1.435 | 1.435
Organic SS, $/kg | Same Year | Year 5 | Unsmoothed | 0.4074 | Smoothed | 1.435 | 1.435 | 1.435 | 1.435 | 1.435 | 1.435 | 1.435 | 1.435 | 1.435 | 1.435 | 1.435 | 1.435 | 1.435 | 1.435 | 1.435 | 1.435 | 1.435 | 1.435 | 1.435 | 1.435 | 1.435 | 1.435 | 1.435 | 1.435 | 1.435
Total N, $/kg | Same Year | Year 5 | Unsmoothed | 7.8965 | Unsmoothed | 0.078534 | Year 2: 0.23421; Year 3: 0.75779; Year 4: 1.0738; Year 5: 1.3975; Year 6: 1.9259; Year 7: 2.134; Year 8: 2.3922; Year 9: 2.7462; Year 10: 3.1209; Year 11: 3.1503; Year 12: 3.1637; Year 13: 3.189; Year 14: 2.7289; Year 15: 2.4576
Total P, $/kg | Same Year | Year 5 | Unsmoothed | 18.9913 | Inert SS, $/kg | 0.016985 | 0.017904 | 0.018823 | 0.020464 | 0.030649 | 0.047276 | 0.05271 | 0.053315 | 0.053315 | 0.053315 | 0.053315 | 0.052652 | 0.053448 | 0.054321 | 0.045785 | 0.016985 | 0.016985 | 0.016985 | 0.016985 | 0.016985 | 0.016985 | 0.016985 | 0.016985 | 0.016985 | 0.016985
Flow, $/m3 | Same Year | Year 6 | Unsmoothed | 5.2841 | Smoothed | 0.016985 | 0.016985 | 0.016985 | 0.016985 | 0.016985 | 0.016985 | 0.016985 | 0.016985 | 0.016985 | 0.016985 | 0.016985 | 0.016985 | 0.016985 | 0.016985 | 0.016985 | 0.016985 | 0.016985 | 0.016985 | 0.016985 | 0.016985 | 0.016985 | 0.016985 | 0.016985 | 0.016985 | 0.016985
BOD, $/kg | Same Year | Year 6 | Unsmoothed | 7.0954 | Unsmoothed | 0 | Year 2: 0.00091895; Year 3: 0.0018379; Year 4: 0.0034789; Year 5: 0.013664; Year 6: 0.030291; Year 7: 0.035725; Year 8: 0.036329; Year 9: 0.036329; Year 10: 0.036329; Year 11: 0.036329; Year 12: 0.035667; Year 13: 0.036462; Year 14: 0.037335; Year 15: 0.0288
Inert SS, $/kg | Same Year | Year 6 | Unsmoothed | 0.16627 | Organic SS, $/kg | 0.067941 | 0.071617 | 0.075293 | 0.081857 | 0.1226 | 0.1891 | 0.21084 | 0.21326 | 0.21326 | 0.21326 | 0.21326 | 0.21061 | 0.21379 | 0.21728 | 0.18314 | 0.067941 | 0.067941 | 0.067941 | 0.067941 | 0.067941 | 0.067941 | 0.067941 | 0.067941 | 0.067941 | 0.067941
Organic SS, $/kg | Same Year | Year 6 | Unsmoothed | 0.66508 | Smoothed | 0.067941 | 0.067941 | 0.067941 | 0.067941 | 0.067941 | 0.067941 | 0.067941 | 0.067941 | 0.067941 | 0.067941 | 0.067941 | 0.067941 | 0.067941 | 0.067941 | 0.067941 | 0.067941 | 0.067941 | 0.067941 | 0.067941 | 0.067941 | 0.067941 | 0.067941 | 0.067941 | 0.067941 | 0.067941
Total N, $/kg | Same Year | Year 6 | Unsmoothed | 12.8911 | Unsmoothed | 0 | Year 2: 0.0036758; Year 3: 0.0073516; Year 4: 0.013915; Year 5: 0.054655; Year 6: 0.12116; Year 7: 0.1429; Year 8: 0.14532; Year 9: 0.14532; Year 10: 0.14532; Year 11: 0.14532; Year 12: 0.14267; Year 13: 0.14585; Year 14: 0.14934; Year 15: 0.1152
Total P, $/kg | Same Year | Year 6 | Unsmoothed | 31.0035 | Total N, $/kg | 2.8233 | 3.3076 | 3.3788 | 3.5061 | 4.2957 | 5.5848 | 6.0061 | 6.053 | 6.053 | 6.053 | 5.1031 | 4.6324 | 4.6941 | 4.7618 | 4.1 | 1.8671 | 1.8671 | 1.8671 | 1.8671 | 1.8671 | 1.8671 | 1.8671 | 1.8671 | 1.8671 | 1.8671
Flow, $/m3 | Same Year | Year 7 | Unsmoothed | 2.0805 | Smoothed | 1.8671 | 1.8671 | 1.8671 | 1.8671 | 1.8671 | 1.8671 | 1.8671 | 1.8671 | 1.8671 | 1.8671 | 1.8671 | 1.8671 | 1.8671 | 1.8671 | 1.8671 | 1.8671 | 1.8671 | 1.8671 | 1.8671 | 1.8671 | 1.8671 | 1.8671 | 1.8671 | 1.8671 | 1.8671
BOD, $/kg | Same Year | Year 7 | Unsmoothed | 2.3189 | Unsmoothed | 0.95621 | Year 2: 1.4405; Year 3: 1.5117; Year 4: 1.639; Year 5: 2.4286; Year 6: 3.7177; Year 7: 4.139; Year 8: 4.1859; Year 9: 4.1859; Year 10: 4.1859; Year 11: 3.236; Year 12: 2.7653; Year 13: 2.827; Year 14: 2.8947; Year 15: 2.2329
Inert SS, $/kg | Same Year | Year 7 | Unsmoothed | 0.05434 | Total P, $/kg | 12.7441 | 19.9314 | 20.1027 | 20.4087 | 22.3078 | 25.4082 | 26.4214 | 26.5342 | 26.5342 | 26.5342 | 21.8026 | 14.5818 | 14.7302 | 14.893 | 13.3014 | 7.9312 | 7.9312 | 7.9312 | 7.9312 | 7.9312 | 7.9312 | 7.9312 | 7.9312 | 7.9312 | 7.9312
Organic SS, $/kg | Same Year | Year 7 | Unsmoothed | 0.21736 | Smoothed | 7.9312 | 7.9312 | 7.9312 | 7.9312 | 7.9312 | 7.9312 | 7.9312 | 7.9312 | 7.9312 | 7.9312 | 7.9312 | 7.9312 | 7.9312 | 7.9312 | 7.9312 | 7.9312 | 7.9312 | 7.9312 | 7.9312 | 7.9312 | 7.9312 | 7.9312 | 7.9312 | 7.9312 | 7.9312
Total N, $/kg | Same Year | Year 7 | Unsmoothed | 4.213 | Unsmoothed | 4.8128 | Year 2: 12.0001; Year 3: 12.1715; Year 4: 12.4775; Year 5: 14.3766; Year 6: 17.477; Year 7: 18.4902; Year 8: 18.6029; Year 9: 18.6029; Year 10: 18.6029; Year 11: 13.8714; Year 12: 6.6506; Year 13: 6.799; Year 14: 6.9617; Year 15: 5.3701
Total P, $/kg | Same Year | Year 7 | Unsmoothed | 10.1324 | 30 Years | 12.2328 | 14.9583 | 15.2283 | 15.5042 | 16.6702 | 18.5737 | 19.2076 | 19.3565 | 19.4745 | 19.5994 | 19.6396 | 19.7183 | 19.9146 | 20.2024 | 20.3912 | 10.2108 | 10.2108 | 10.2108 | 10.2108 | 10.2108 | 10.2108 | 10.2108 | 10.2108 | 10.2108 | 10.2108 | 10.2108 | 10.2108 | 10.2108 | 10.2108 | 10.2108
Flow, $/m3 | Same Year | Year 8 | Unsmoothed | 2.9359 | BOD, $/kg | 0.85172 | 0.96663 | 0.97971 | 1.003 | 1.1479 | 1.3844 | 1.4617 | 1.4703 | 1.4703 | 1.4703 | 1.4703 | 1.474 | 1.4984 | 1.5341 | 1.5576 | 0.77891 | 0.77891 | 0.77891 | 0.77891 | 0.77891 | 0.77891 | 0.77891 | 0.77891 | 0.77891 | 0.77891 | 0.77891 | 0.77891 | 0.77891 | 0.77891 | 0.77891
BOD, $/kg | Same Year | Year 8 | Unsmoothed | 0.25799 | Smoothed | 0.77891 | 0.77891 | 0.77891 | 0.77891 | 0.77891 | 0.77891 | 0.77891 | 0.77891 | 0.77891 | 0.77891 | 0.77891 | 0.77891 | 0.77891 | 0.77891 | 0.77891 | 0.77891 | 0.77891 | 0.77891 | 0.77891 | 0.77891 | 0.77891 | 0.77891 | 0.77891 | 0.77891 | 0.77891 | 0.77891 | 0.77891 | 0.77891 | 0.77891 | 0.77891
Inert SS, $/kg | Same Year | Year 8 | Unsmoothed | 0.0060457 | Unsmoothed | 0.072807 | Year 2: 0.18772; Year 3: 0.2008; Year 4: 0.22414; Year 5: 0.36902; Year 6: 0.60553; Year 7: 0.68283; Year 8: 0.69143; Year 9: 0.69143; Year 10: 0.69143; Year 11: 0.69143; Year 12: 0.69507; Year 13: 0.71946; Year 14: 0.75522; Year 15: 0.77868
Organic SS, $/kg | Same Year | Year 8 | Unsmoothed | 0.024183 | Flow, $/m3 | 1.222 | 1.2739 | 1.4484 | 1.5538 | 1.6617 | 1.8378 | 1.9072 | 1.9932 | 2.1112 | 2.2362 | 2.2764 | 2.3285 | 2.3466 | 2.3733 | 2.3908 | 1.1958 | 1.1958 | 1.1958 | 1.1958 | 1.1958 | 1.1958 | 1.1958 | 1.1958 | 1.1958 | 1.1958 | 1.1958 | 1.1958 | 1.1958 | 1.1958 | 1.1958
Total N, $/kg | Same Year | Year 8 | Unsmoothed | 0.46873 | Smoothed | 1.1958 | 1.1958 | 1.1958 | 1.1958 | 1.1958 | 1.1958 | 1.1958 | 1.1958 | 1.1958 | 1.1958 | 1.1958 | 1.1958 | 1.1958 | 1.1958 | 1.1958 | 1.1958 | 1.1958 | 1.1958 | 1.1958 | 1.1958 | 1.1958 | 1.1958 | 1.1958 | 1.1958 | 1.1958 | 1.1958 | 1.1958 | 1.1958 | 1.1958 | 1.1958
Total P, $/kg | Same Year | Year 8 | Unsmoothed | 1.1273 | Unsmoothed | 0.026178 | Year 2: 0.078068; Year 3: 0.2526; Year 4: 0.35794; Year 5: 0.46583; Year 6: 0.64197; Year 7: 0.71132; Year 8: 0.7974; Year 9: 0.91539; Year 10: 1.0403; Year 11: 1.0806; Year 12: 1.1326; Year 13: 1.1508; Year 14: 1.1774; Year 15: 1.1949
Flow, $/m3 | Same Year | Year 9 | Unsmoothed | 3.1864 | Inert SS, $/kg | 0.014154 | 0.014461 | 0.014767 | 0.015314 | 0.018709 | 0.024251 | 0.026063 | 0.026264 | 0.026264 | 0.026264 | 0.026264 | 0.02635 | 0.026921 | 0.027759 | 0.028309 | 0.014154 | 0.014154 | 0.014154 | 0.014154 | 0.014154 | 0.014154 | 0.014154 | 0.014154 | 0.014154 | 0.014154 | 0.014154 | 0.014154 | 0.014154 | 0.014154 | 0.014154
BOD, $/kg | Same Year | Year 9 | Unsmoothed | 0 | Smoothed | 0.014154 | 0.014154 | 0.014154 | 0.014154 | 0.014154 | 0.014154 | 0.014154 | 0.014154 | 0.014154 | 0.014154 | 0.014154 | 0.014154 | 0.014154 | 0.014154 | 0.014154 | 0.014154 | 0.014154 | 0.014154 | 0.014154 | 0.014154 | 0.014154 | 0.014154 | 0.014154 | 0.014154 | 0.014154 | 0.014154 | 0.014154 | 0.014154 | 0.014154 | 0.014154
Inert SS, $/kg | Same Year | Year 9 | Unsmoothed | 0 | Unsmoothed | 0 | Year 2: 0.00030632; Year 3: 0.00061263; Year 4: 0.0011596; Year 5: 0.0045546; Year 6: 0.010097; Year 7: 0.011908; Year 8: 0.01211; Year 9: 0.01211; Year 10: 0.01211; Year 11: 0.01211; Year 12: 0.012195; Year 13: 0.012767; Year 14: 0.013605; Year 15: 0.014154
Organic SS, $/kg | Same Year | Year 9 | Unsmoothed | 0 | Organic SS, $/kg | 0.056618 | 0.057843 | 0.059068 | 0.061256 | 0.074836 | 0.097005 | 0.10425 | 0.10506 | 0.10506 | 0.10506 | 0.10506 | 0.1054 | 0.10768 | 0.11104 | 0.11324 | 0.056618 | 0.056618 | 0.056618 | 0.056618 | 0.056618 | 0.056618 | 0.056618 | 0.056618 | 0.056618 | 0.056618 | 0.056618 | 0.056618 | 0.056618 | 0.056618 | 0.056618
Total N, $/kg | Same Year | Year 9 | Unsmoothed | 0 | Smoothed | 0.056618 | 0.056618 | 0.056618 | 0.056618 | 0.056618 | 0.056618 | 0.056618 | 0.056618 | 0.056618 | 0.056618 | 0.056618 | 0.056618 | 0.056618 | 0.056618 | 0.056618 | 0.056618 | 0.056618 | 0.056618 | 0.056618 | 0.056618 | 0.056618 | 0.056618 | 0.056618 | 0.056618 | 0.056618 | 0.056618 | 0.056618 | 0.056618 | 0.056618 | 0.056618
Total P, $/kg | Same Year | Year 9 | Unsmoothed | 0 | Unsmoothed | 0 | Year 2: 0.0012253; Year 3: 0.0024505; Year 4: 0.0046385; Year 5: 0.018218; Year 6: 0.040388; Year 7: 0.047633; Year 8: 0.048439; Year 9: 0.048439; Year 10: 0.048439; Year 11: 0.048439; Year 12: 0.048781; Year 13: 0.051067; Year 14: 0.054419; Year 15: 0.056618
Flow, $/m3 | Same Year | Year 10 | Unsmoothed | 3.7475 | Total N, $/kg | 1.8747 | 2.0361 | 2.0598 | 2.1022 | 2.3655 | 2.7952 | 2.9356 | 2.9512 | 2.9512 | 2.9512 | 2.9512 | 2.9578 | 3.0022 | 3.0671 | 3.1098 | 1.5559 | 1.5559 | 1.5559 | 1.5559 | 1.5559 | 1.5559 | 1.5559 | 1.5559 | 1.5559 | 1.5559 | 1.5559 | 1.5559 | 1.5559 | 1.5559 | 1.5559
BOD, $/kg | Same Year | Year 10 | Unsmoothed | 0 | Smoothed | 1.5559 | 1.5559 | 1.5559 | 1.5559 | 1.5559 | 1.5559 | 1.5559 | 1.5559 | 1.5559 | 1.5559 | 1.5559 | 1.5559 | 1.5559 | 1.5559 | 1.5559 | 1.5559 | 1.5559 | 1.5559 | 1.5559 | 1.5559 | 1.5559 | 1.5559 | 1.5559 | 1.5559 | 1.5559 | 1.5559 | 1.5559 | 1.5559 | 1.5559 | 1.5559
Inert SS, $/kg | Same Year | Year 10 | Unsmoothed | 0 | Unsmoothed | 0.31874 | Year 2: 0.48016; Year 3: 0.50391; Year 4: 0.54632; Year 5: 0.80954; Year 6: 1.2392; Year 7: 1.3797; Year 8: 1.3953; Year 9: 1.3953; Year 10: 1.3953; Year 11: 1.3953; Year 12: 1.4019; Year 13: 1.4462; Year 14: 1.5112; Year 15: 1.5538
Organic SS, $/kg | Same Year | Year 10 | Unsmoothed | 0 | Total P, $/kg | 8.2136 | 10.6094 | 10.6665 | 10.7685 | 11.4016 | 12.435 | 12.7728 | 12.8103 | 12.8103 | 12.8103 | 12.8103 | 12.8263 | 12.9328 | 13.0891 | 13.1916 | 6.6094 | 6.6094 | 6.6094 | 6.6094 | 6.6094 | 6.6094 | 6.6094 | 6.6094 | 6.6094 | 6.6094 | 6.6094 | 6.6094 | 6.6094 | 6.6094 | 6.6094
Total N, $/kg | Same Year | Year 10 | Unsmoothed | 0 | Smoothed | 6.6094 | 6.6094 | 6.6094 | 6.6094 | 6.6094 | 6.6094 | 6.6094 | 6.6094 | 6.6094 | 6.6094 | 6.6094 | 6.6094 | 6.6094 | 6.6094 | 6.6094 | 6.6094 | 6.6094 | 6.6094 | 6.6094 | 6.6094 | 6.6094 | 6.6094 | 6.6094 | 6.6094 | 6.6094 | 6.6094 | 6.6094 | 6.6094 | 6.6094 | 6.6094
Total P, $/kg | Same Year | Year 10 | Unsmoothed | 0 | Unsmoothed | 1.6043 | Year 2: 4; Year 3: 4.0572; Year 4: 4.1592; Year 5: 4.7922; Year 6: 5.8257; Year 7: 6.1634; Year 8: 6.201; Year 9: 6.201; Year 10: 6.201; Year 11: 6.201; Year 12: 6.2169; Year 13: 6.3235; Year 14: 6.4797; Year 15: 6.5822
Flow, $/m3 | Same Year | Year 11 | Unsmoothed | 1.2076
BOD, $/kg | Same Year | Year 11 | Unsmoothed | 0
Inert SS, $/kg | Same Year | Year 11 | Unsmoothed | 0
Organic SS, $/kg | Same Year | Year 11 | Unsmoothed | 0
Total N, $/kg | Same Year | Year 11 | Unsmoothed | 0
Total P, $/kg | Same Year | Year 11 | Unsmoothed | 0
Flow, $/m3 | Same Year | Year 12 | Unsmoothed | 1.5623
BOD, $/kg | Same Year | Year 12 | Unsmoothed | 0.10937
Inert SS, $/kg | Same Year | Year 12 | Unsmoothed | 0.002563
Organic SS, $/kg | Same Year | Year 12 | Unsmoothed | 0.010252
Total N, $/kg | Same Year | Year 12 | Unsmoothed | 0.19871
Total P, $/kg | Same Year | Year 12 | Unsmoothed | 0.47791
Flow, $/m3 | Same Year | Year 13 | Unsmoothed | 0.54493
BOD, $/kg | Same Year | Year 13 | Unsmoothed | 0.73172
Inert SS, $/kg | Same Year | Year 13 | Unsmoothed | 0.017147
Organic SS, $/kg | Same Year | Year 13 | Unsmoothed | 0.068587
Total N, $/kg | Same Year | Year 13 | Unsmoothed | 1.3294
Total P, $/kg | Same Year | Year 13 | Unsmoothed | 3.1973
Flow, $/m3 | Same Year | Year 14 | Unsmoothed | 0.79895
BOD, $/kg | Same Year | Year 14 | Unsmoothed | 1.0728
Inert SS, $/kg | Same Year | Year 14 | Unsmoothed | 0.02514
Organic SS, $/kg | Same Year | Year 14 | Unsmoothed | 0.10056
Total N, $/kg | Same Year | Year 14 | Unsmoothed | 1.9491
Total P, $/kg | Same Year | Year 14 | Unsmoothed | 4.6877
Flow, $/m3 | Same Year | Year 15 | Unsmoothed | 0.52411
BOD, $/kg | Same Year | Year 15 | Unsmoothed | 0.70377
Inert SS, $/kg | Same Year | Year 15 | Unsmoothed | 0.016492
Organic SS, $/kg | Same Year | Year 15 | Unsmoothed | 0.065967
Total N, $/kg | Same Year | Year 15 | Unsmoothed | 1.2786
Total P, $/kg | Same Year | Year 15 | Unsmoothed | 3.0751
Flow, $/m3 | 10 Years | Year 1 (2021-2022) | Unsmoothed | 0.078534
BOD, $/kg | 10 Years | Year 1 (2021-2022) | Unsmoothed | 0.21842
Inert SS, $/kg | 10 Years | Year 1 (2021-2022) | Unsmoothed | 0
Organic SS, $/kg | 10 Years | Year 1 (2021-2022) | Unsmoothed | 0
Total N, $/kg | 10 Years | Year 1 (2021-2022) | Unsmoothed | 0.95621
Total P, $/kg | 10 Years | Year 1 (2021-2022) | Unsmoothed | 4.8128
Flow, $/m3 | 10 Years | Year 2 | Unsmoothed | 0.23421
BOD, $/kg | 10 Years | Year 2 | Unsmoothed | 0.56317
Inert SS, $/kg | 10 Years | Year 2 | Unsmoothed | 0.00091895
Organic SS, $/kg | 10 Years | Year 2 | Unsmoothed | 0.0036758
Total N, $/kg | 10 Years | Year 2 | Unsmoothed | 1.4405
Total P, $/kg | 10 Years | Year 2 | Unsmoothed | 12.0001
Flow, $/m3 | 10 Years | Year 3 | Unsmoothed | 0.75779
BOD, $/kg | 10 Years | Year 3 | Unsmoothed | 0.60239
Inert SS, $/kg | 10 Years | Year 3 | Unsmoothed | 0.0018379
Organic SS, $/kg | 10 Years | Year 3 | Unsmoothed | 0.0073516
Total N, $/kg | 10 Years | Year 3 | Unsmoothed | 1.5117
Total P, $/kg | 10 Years | Year 3 | Unsmoothed | 12.1715
Flow, $/m3 | 10 Years | Year 4 | Unsmoothed | 1.0738
BOD, $/kg | 10 Years | Year 4 | Unsmoothed | 0.67241
Inert SS, $/kg | 10 Years | Year 4 | Unsmoothed | 0.0034789
Organic SS, $/kg | 10 Years | Year 4 | Unsmoothed | 0.013915
Total N, $/kg | 10 Years | Year 4 | Unsmoothed | 1.639
Total P, $/kg | 10 Years | Year 4 | Unsmoothed | 12.4775
Flow, $/m3 | 10 Years | Year 5 | Unsmoothed | 1.3975
BOD, $/kg | 10 Years | Year 5 | Unsmoothed | 1.107
Inert SS, $/kg | 10 Years | Year 5 | Unsmoothed | 0.013664
Organic SS, $/kg | 10 Years | Year 5 | Unsmoothed | 0.054655
Total N, $/kg | 10 Years | Year 5 | Unsmoothed | 2.4286
Total P, $/kg | 10 Years | Year 5 | Unsmoothed | 14.3766
Flow, $/m3 | 10 Years | Year 6 | Unsmoothed | 1.9259
BOD, $/kg | 10 Years | Year 6 | Unsmoothed | 1.8166
Inert SS, $/kg | 10 Years | Year 6 | Unsmoothed | 0.030291
Organic SS, $/kg | 10 Years | Year 6 | Unsmoothed | 0.12116
Total N, $/kg | 10 Years | Year 6 | Unsmoothed | 3.7177
Total P, $/kg | 10 Years | Year 6 | Unsmoothed | 17.477
Flow, $/m3 | 10 Years | Year 7 | Unsmoothed | 2.134
BOD, $/kg | 10 Years | Year 7 | Unsmoothed | 2.0485
Inert SS, $/kg | 10 Years | Year 7 | Unsmoothed | 0.035725
Organic SS, $/kg | 10 Years | Year 7 | Unsmoothed | 0.1429
Total N, $/kg | 10 Years | Year 7 | Unsmoothed | 4.139 | bar: Year 4 to Year 15
Total P, $/kg | 10 Years | Year 7 | Unsmoothed | 18.4902 | bar: Year 4 to Year 15
Flow, $/m3 | 10 Years | Year 8 | Unsmoothed | 2.3922 | bar: Year 4 to Year 15
BOD, $/kg | 10 Years | Year 8 | Unsmoothed | 2.0743 | bar: Year 4 to Year 15
Inert SS, $/kg | 10 Years | Year 8 | Unsmoothed | 0.036329 | bar: Year 4 to Year 15
Organic SS, $/kg | 10 Years | Year 8 | Unsmoothed | 0.14532 | bar: Year 4 to Year 15
Total N, $/kg | 10 Years | Year 8 | Unsmoothed | 4.1859 | bar: Year 4 to Year 15
Total P, $/kg | 10 Years | Year 8 | Unsmoothed | 18.6029
Flow, $/m3 | 10 Years | Year 9 | Unsmoothed | 2.7462
BOD, $/kg | 10 Years | Year 9 | Unsmoothed | 2.0743
Inert SS, $/kg | 10 Years | Year 9 | Unsmoothed | 0.036329
Organic SS, $/kg | 10 Years | Year 9 | Unsmoothed | 0.14532
Total N, $/kg | 10 Years | Year 9 | Unsmoothed | 4.1859
Total P, $/kg | 10 Years | Year 9 | Unsmoothed | 18.6029
Flow, $/m3 | 10 Years | Year 10 | Unsmoothed | 3.1209
BOD, $/kg | 10 Years | Year 10 | Unsmoothed | 2.0743
Inert SS, $/kg | 10 Years | Year 10 | Unsmoothed | 0.036329
Organic SS, $/kg | 10 Years | Year 10 | Unsmoothed | 0.14532
Total N, $/kg | 10 Years | Year 10 | Unsmoothed | 4.1859
Total P, $/kg | 10 Years | Year 10 | Unsmoothed | 18.6029
Flow, $/m3 | 10 Years | Year 11 | Unsmoothed | 3.1503
BOD, $/kg | 10 Years | Year 11 | Unsmoothed | 1.8565
Inert SS, $/kg | 10 Years | Year 11 | Unsmoothed | 0.036329
Organic SS, $/kg | 10 Years | Year 11 | Unsmoothed | 0.14532
Total N, $/kg | 10 Years | Year 11 | Unsmoothed | 3.236
Total P, $/kg | 10 Years | Year 11 | Unsmoothed | 13.8714
Flow, $/m3 | 10 Years | Year 12 | Unsmoothed | 3.1637
BOD, $/kg | 10 Years | Year 12 | Unsmoothed | 1.522
Inert SS, $/kg | 10 Years | Year 12 | Unsmoothed | 0.035667
Organic SS, $/kg | 10 Years | Year 12 | Unsmoothed | 0.14267
Total N, $/kg | 10 Years | Year 12 | Unsmoothed | 2.7653
Total P, $/kg | 10 Years | Year 12 | Unsmoothed | 6.6506
Flow, $/m3 | 10 Years | Year 13 | Unsmoothed | 3.189
BOD, $/kg | 10 Years | Year 13 | Unsmoothed | 1.556
Inert SS, $/kg | 10 Years | Year 13 | Unsmoothed | 0.036462
Organic SS, $/kg | 10 Years | Year 13 | Unsmoothed | 0.14585
Total N, $/kg | 10 Years | Year 13 | Unsmoothed | 2.827
Total P, $/kg | 10 Years | Year 13 | Unsmoothed | 6.799
Flow, $/m3 | 10 Years | Year 14 | Unsmoothed | 2.7289
BOD, $/kg | 10 Years | Year 14 | Unsmoothed | 1.5933
Inert SS, $/kg | 10 Years | Year 14 | Unsmoothed | 0.037335
Organic SS, $/kg | 10 Years | Year 14 | Unsmoothed | 0.14934
Total N, $/kg | 10 Years | Year 14 | Unsmoothed | 2.8947
Total P, $/kg | 10 Years | Year 14 | Unsmoothed | 6.9617
Flow, $/m3 | 10 Years | Year 15 | Unsmoothed | 2.4576
BOD, $/kg | 10 Years | Year 15 | Unsmoothed | 1.229
Inert SS, $/kg | 10 Years | Year 15 | Unsmoothed | 0.0288
Organic SS, $/kg | 10 Years | Year 15 | Unsmoothed | 0.1152
Total N, $/kg | 10 Years | Year 15 | Unsmoothed | 2.2329
Total P, $/kg | 10 Years | Year 15 | Unsmoothed | 5.3701
Flow, $/m3 | 30 Years | Year 1 (2021-2022) | Unsmoothed | 0.026178
BOD, $/kg | 30 Years | Year 1 (2021-2022) | Unsmoothed | 0.072807
Inert SS, $/kg | 30 Years | Year 1 (2021-2022) | Unsmoothed | 0
Organic SS, $/kg | 30 Years | Year 1 (2021-2022) | Unsmoothed | 0
Total N, $/kg | 30 Years | Year 1 (2021-2022) | Unsmoothed | 0.31874
Total P, $/kg | 30 Years | Year 1 (2021-2022) | Unsmoothed | 1.6043
Flow, $/m3 | 30 Years | Year 2 | Unsmoothed | 0.078068
BOD, $/kg | 30 Years | Year 2 | Unsmoothed | 0.18772
Inert SS, $/kg | 30 Years | Year 2 | Unsmoothed | 0.00030632
Organic SS, $/kg | 30 Years | Year 2 | Unsmoothed | 0.0012253
Total N, $/kg | 30 Years | Year 2 | Unsmoothed | 0.48016
Total P, $/kg | 30 Years | Year 2 | Unsmoothed | 4
Flow, $/m3 | 30 Years | Year 3 | Unsmoothed | 0.2526
BOD, $/kg | 30 Years | Year 3 | Unsmoothed | 0.2008
Inert SS, $/kg | 30 Years | Year 3 | Unsmoothed | 0.00061263
Organic SS, $/kg | 30 Years | Year 3 | Unsmoothed | 0.0024505
Total N, $/kg | 30 Years | Year 3 | Unsmoothed | 0.50391
Total P, $/kg | 30 Years | Year 3 | Unsmoothed | 4.0572
Flow, $/m3 | 30 Years | Year 4 | Unsmoothed | 0.35794
BOD, $/kg | 30 Years | Year 4 | Unsmoothed | 0.22414
Inert SS, $/kg | 30 Years | Year 4 | Unsmoothed | 0.0011596
Organic SS, $/kg | 30 Years | Year 4 | Unsmoothed | 0.0046385
Total N, $/kg | 30 Years | Year 4 | Unsmoothed | 0.54632
Total P, $/kg | 30 Years | Year 4 | Unsmoothed | 4.1592
Flow, $/m3 | 30 Years | Year 5 | Unsmoothed | 0.46583
BOD, $/kg | 30 Years | Year 5 | Unsmoothed | 0.36902
Inert SS, $/kg | 30 Years | Year 5 | Unsmoothed | 0.0045546
Organic SS, $/kg | 30 Years | Year 5 | Unsmoothed | 0.018218
Total N, $/kg | 30 Years | Year 5 | Unsmoothed | 0.80954
Total P, $/kg | 30 Years | Year 5 | Unsmoothed | 4.7922
Flow, $/m3 | 30 Years | Year 6 | Unsmoothed | 0.64197
BOD, $/kg | 30 Years | Year 6 | Unsmoothed | 0.60553
Inert SS, $/kg | 30 Years | Year 6 | Unsmoothed | 0.010097
Organic SS, $/kg | 30 Years | Year 6 | Unsmoothed | 0.040388
Total N, $/kg | 30 Years | Year 6 | Unsmoothed | 1.2392
Total P, $/kg | 30 Years | Year 6 | Unsmoothed | 5.8257 | bar: Year 4 to Year 14
Flow, $/m3 | 30 Years | Year 7 | Unsmoothed | 0.71132 | bar: Year 4 to Year 14
BOD, $/kg | 30 Years | Year 7 | Unsmoothed | 0.68283 | bar: Year 4 to Year 14
Inert SS, $/kg | 30 Years | Year 7 | Unsmoothed | 0.011908 | bar: Year 4 to Year 14
Organic SS, $/kg | 30 Years | Year 7 | Unsmoothed | 0.047633 | bar: Year 4 to Year 14
Total N, $/kg | 30 Years | Year 7 | Unsmoothed | 1.3797 | bar: Year 4 to Year 14
Total P, $/kg | 30 Years | Year 7 | Unsmoothed | 6.1634
Flow, $/m3 | 30 Years | Year 8 | Unsmoothed | 0.7974
BOD, $/kg | 30 Years | Year 8 | Unsmoothed | 0.69143
Inert SS, $/kg | 30 Years | Year 8 | Unsmoothed | 0.01211
Organic SS, $/kg | 30 Years | Year 8 | Unsmoothed | 0.048439
Total N, $/kg | 30 Years | Year 8 | Unsmoothed | 1.3953
Total P, $/kg | 30 Years | Year 8 | Unsmoothed | 6.201
Flow, $/m3 | 30 Years | Year 9 | Unsmoothed | 0.91539
BOD, $/kg | 30 Years | Year 9 | Unsmoothed | 0.69143
Inert SS, $/kg | 30 Years | Year 9 | Unsmoothed | 0.01211
Organic SS, $/kg | 30 Years | Year 9 | Unsmoothed | 0.048439
Total N, $/kg | 30 Years | Year 9 | Unsmoothed | 1.3953
Total P, $/kg | 30 Years | Year 9 | Unsmoothed | 6.201
Flow, $/m3 | 30 Years | Year 10 | Unsmoothed | 1.0403
BOD, $/kg | 30 Years | Year 10 | Unsmoothed | 0.69143
Inert SS, $/kg | 30 Years | Year 10 | Unsmoothed | 0.01211
Organic SS, $/kg | 30 Years | Year 10 | Unsmoothed | 0.048439
Total N, $/kg | 30 Years | Year 10 | Unsmoothed | 1.3953
Total P, $/kg | 30 Years | Year 10 | Unsmoothed | 6.201
Flow, $/m3 | 30 Years | Year 11 | Unsmoothed | 1.0806
BOD, $/kg | 30 Years | Year 11 | Unsmoothed | 0.69143
Inert SS, $/kg | 30 Years | Year 11 | Unsmoothed | 0.01211
Organic SS, $/kg | 30 Years | Year 11 | Unsmoothed | 0.048439
Total N, $/kg | 30 Years | Year 11 | Unsmoothed | 1.3953
Total P, $/kg | 30 Years | Year 11 | Unsmoothed | 6.201
Flow, $/m3 | 30 Years | Year 12 | Unsmoothed | 1.1326
BOD, $/kg | 30 Years | Year 12 | Unsmoothed | 0.69507
Inert SS, $/kg | 30 Years | Year 12 | Unsmoothed | 0.012195
Organic SS, $/kg | 30 Years | Year 12 | Unsmoothed | 0.048781
Total N, $/kg | 30 Years | Year 12 | Unsmoothed | 1.4019
Total P, $/kg | 30 Years | Year 12 | Unsmoothed | 6.2169
Flow, $/m3 | 30 Years | Year 13 | Unsmoothed | 1.1508
BOD, $/kg | 30 Years | Year 13 | Unsmoothed | 0.71946
Inert SS, $/kg | 30 Years | Year 13 | Unsmoothed | 0.012767
Organic SS, $/kg | 30 Years | Year 13 | Unsmoothed | 0.051067
Total N, $/kg | 30 Years | Year 13 | Unsmoothed | 1.4462
Total P, $/kg | 30 Years | Year 13 | Unsmoothed | 6.3235
Flow, $/m3 | 30 Years | Year 14 | Unsmoothed | 1.1774
BOD, $/kg | 30 Years | Year 14 | Unsmoothed | 0.75522
Inert SS, $/kg | 30 Years | Year 14 | Unsmoothed | 0.013605
Organic SS, $/kg | 30 Years | Year 14 | Unsmoothed | 0.054419
Total N, $/kg | 30 Years | Year 14 | Unsmoothed | 1.5112
Total P, $/kg | 30 Years | Year 14 | Unsmoothed | 6.4797
Flow, $/m3 | 30 Years | Year 15 | Unsmoothed | 1.1949
BOD, $/kg | 30 Years | Year 15 | Unsmoothed | 0.77868
Inert SS, $/kg | 30 Years | Year 15 | Unsmoothed | 0.014154
Organic SS, $/kg | 30 Years | Year 15 | Unsmoothed | 0.056618
Total N, $/kg | 30 Years | Year 15 | Unsmoothed | 1.5538
Total P, $/kg | 30 Years | Year 15 | Unsmoothed | 6.5822
Flow, $/m3 | Same Year | Year 1 (2021-2022) | Smoothed | 2.3917
BOD, $/kg | Same Year | Year 1 (2021-2022) | Smoothed | 1.5578
Inert SS, $/kg | Same Year | Year 1 (2021-2022) | Smoothed | 0.028309
Organic SS, $/kg | Same Year | Year 1 (2021-2022) | Smoothed | 0.11324
Total N, $/kg | Same Year | Year 1 (2021-2022) | Smoothed | 3.1118
Total P, $/kg | Same Year | Year 1 (2021-2022) | Smoothed | 13.2187
Flow, $/m3 | Same Year | Year 2 | Smoothed | 2.3917
BOD, $/kg | Same Year | Year 2 | Smoothed | 1.5578
Inert SS, $/kg | Same Year | Year 2 | Smoothed | 0.028309
Organic SS, $/kg | Same Year | Year 2 | Smoothed | 0.11324
Total N, $/kg | Same Year | Year 2 | Smoothed | 3.1118
Total P, $/kg | Same Year | Year 2 | Smoothed | 13.2187
Flow, $/m3 | Same Year | Year 3 | Smoothed | 2.3917
BOD, $/kg | Same Year | Year 3 | Smoothed | 1.5578
Inert SS, $/kg | Same Year | Year 3 | Smoothed | 0.028309
Organic SS, $/kg | Same Year | Year 3 | Smoothed | 0.11324
Total N, $/kg | Same Year | Year 3 | Smoothed | 3.1118
Total P, $/kg | Same Year | Year 3 | Smoothed | 13.2187
Flow, $/m3 | Same Year | Year 4 | Smoothed | 2.3917
BOD, $/kg | Same Year | Year 4 | Smoothed | 1.5578
Inert SS, $/kg | Same Year | Year 4 | Smoothed | 0.028309
Organic SS, $/kg | Same Year | Year 4 | Smoothed | 0.11324
Total N, $/kg | Same Year | Year 4 | Smoothed | 3.1118
Total P, $/kg | Same Year | Year 4 | Smoothed | 13.2187
Flow, $/m3 | Same Year | Year 5 | Smoothed | 2.3917
BOD, $/kg | Same Year | Year 5 | Smoothed | 1.5578
Inert SS, $/kg | Same Year | Year 5 | Smoothed | 0.028309
Organic SS, $/kg | Same Year | Year 5 | Smoothed | 0.11324
Total N, $/kg | Same Year | Year 5 | Smoothed | 3.1118
Total P, $/kg | Same Year | Year 5 | Smoothed | 13.2187
Flow, $/m3 | Same Year | Year 6 | Smoothed | 2.3917
BOD, $/kg | Same Year | Year 6 | Smoothed | 1.5578
Inert SS, $/kg | Same Year | Year 6 | Smoothed | 0.028309
Organic SS, $/kg | Same Year | Year 6 | Smoothed | 0.11324 | bar: Year 4 to Year 14
Total N, $/kg | Same Year | Year 6 | Smoothed | 3.1118 | bar: Year 4 to Year 14
Total P, $/kg | Same Year | Year 6 | Smoothed | 13.2187 | bar: Year 4 to Year 14
Flow, $/m3 | Same Year | Year 7 | Smoothed | 2.3917 | bar: Year 4 to Year 14
BOD, $/kg | Same Year | Year 7 | Smoothed | 1.5578 | bar: Year 4 to Year 14
Inert SS, $/kg | Same Year | Year 7 | Smoothed | 0.028309 | bar: Year 4 to Year 14
Organic SS, $/kg | Same Year | Year 7 | Smoothed | 0.11324
Total N, $/kg | Same Year | Year 7 | Smoothed | 3.1118
Total P, $/kg | Same Year | Year 7 | Smoothed | 13.2187
Flow, $/m3 | Same Year | Year 8 | Smoothed | 2.3917
BOD, $/kg | Same Year | Year 8 | Smoothed | 1.5578
Inert SS, $/kg | Same Year | Year 8 | Smoothed | 0.028309
Organic SS, $/kg | Same Year | Year 8 | Smoothed | 0.11324
Total N, $/kg | Same Year | Year 8 | Smoothed | 3.1118
Total P, $/kg | Same Year | Year 8 | Smoothed | 13.2187
Flow, $/m3 | Same Year | Year 9 | Smoothed | 2.3917
BOD, $/kg | Same Year | Year 9 | Smoothed | 1.5578
Inert SS, $/kg | Same Year | Year 9 | Smoothed | 0.028309
Organic SS, $/kg | Same Year | Year 9 | Smoothed | 0.11324
Total N, $/kg | Same Year | Year 9 | Smoothed | 3.1118
Total P, $/kg | Same Year | Year 9 | Smoothed | 13.2187
Flow, $/m3 | Same Year | Year 10 | Smoothed | 2.3917
BOD, $/kg | Same Year | Year 10 | Smoothed | 1.5578
Inert SS, $/kg | Same Year | Year 10 | Smoothed | 0.028309
Organic SS, $/kg | Same Year | Year 10 | Smoothed | 0.11324
Total N, $/kg | Same Year | Year 10 | Smoothed | 3.1118
Total P, $/kg | Same Year | Year 10 | Smoothed | 13.2187
Flow, $/m3 | Same Year | Year 11 | Smoothed | 2.3917
BOD, $/kg | Same Year | Year 11 | Smoothed | 1.5578
Inert SS, $/kg | Same Year | Year 11 | Smoothed | 0.028309
Organic SS, $/kg | Same Year | Year 11 | Smoothed | 0.11324
Total N, $/kg | Same Year | Year 11 | Smoothed | 3.1118
Total P, $/kg | Same Year | Year 11 | Smoothed | 13.2187
Flow, $/m3 | Same Year | Year 12 | Smoothed | 2.3917
BOD, $/kg | Same Year | Year 12 | Smoothed | 1.5578
Inert SS, $/kg | Same Year | Year 12 | Smoothed | 0.028309
Organic SS, $/kg | Same Year | Year 12 | Smoothed | 0.11324
Total N, $/kg | Same Year | Year 12 | Smoothed | 3.1118
Total P, $/kg | Same Year | Year 12 | Smoothed | 13.2187
Flow, $/m3 | Same Year | Year 13 | Smoothed | 2.3917
BOD, $/kg | Same Year | Year 13 | Smoothed | 1.5578
Inert SS, $/kg | Same Year | Year 13 | Smoothed | 0.028309
Organic SS, $/kg | Same Year | Year 13 | Smoothed | 0.11324
Total N, $/kg | Same Year | Year 13 | Smoothed | 3.1118
Total P, $/kg | Same Year | Year 13 | Smoothed | 13.2187
Flow, $/m3 | Same Year | Year 14 | Smoothed | 2.3917
BOD, $/kg | Same Year | Year 14 | Smoothed | 1.5578
Inert SS, $/kg | Same Year | Year 14 | Smoothed | 0.028309
Organic SS, $/kg | Same Year | Year 14 | Smoothed | 0.11324
Total N, $/kg | Same Year | Year 14 | Smoothed | 3.1118
Total P, $/kg | Same Year | Year 14 | Smoothed | 13.2187
Flow, $/m3 | Same Year | Year 15 | Smoothed | 2.3917
BOD, $/kg | Same Year | Year 15 | Smoothed | 1.5578
Inert SS, $/kg | Same Year | Year 15 | Smoothed | 0.028309
Organic SS, $/kg | Same Year | Year 15 | Smoothed | 0.11324
Total N, $/kg | Same Year | Year 15 | Smoothed | 3.1118
Total P, $/kg | Same Year | Year 15 | Smoothed | 13.2187
Flow, $/m3 | 10 Years | Year 1 (2021-2022) | Smoothed | 1.435
BOD, $/kg | 10 Years | Year 1 (2021-2022) | Smoothed | 0.93469
Inert SS, $/kg | 10 Years | Year 1 (2021-2022) | Smoothed | 0.016985
Organic SS, $/kg | 10 Years | Year 1 (2021-2022) | Smoothed | 0.067941
Total N, $/kg | 10 Years | Year 1 (2021-2022) | Smoothed | 1.8671
Total P, $/kg | 10 Years | Year 1 (2021-2022) | Smoothed | 7.9312
Flow, $/m3 | 10 Years | Year 2 | Smoothed | 1.435
BOD, $/kg | 10 Years | Year 2 | Smoothed | 0.93469
Inert SS, $/kg | 10 Years | Year 2 | Smoothed | 0.016985
Organic SS, $/kg | 10 Years | Year 2 | Smoothed | 0.067941
Total N, $/kg | 10 Years | Year 2 | Smoothed | 1.8671
Total P, $/kg | 10 Years | Year 2 | Smoothed | 7.9312
Flow, $/m3 | 10 Years | Year 3 | Smoothed | 1.435
BOD, $/kg | 10 Years | Year 3 | Smoothed | 0.93469
Inert SS, $/kg | 10 Years | Year 3 | Smoothed | 0.016985
Organic SS, $/kg | 10 Years | Year 3 | Smoothed | 0.067941
Total N, $/kg | 10 Years | Year 3 | Smoothed | 1.8671
Total P, $/kg | 10 Years | Year 3 | Smoothed | 7.9312
Flow, $/m3 | 10 Years | Year 4 | Smoothed | 1.435
BOD, $/kg | 10 Years | Year 4 | Smoothed | 0.93469
Inert SS, $/kg | 10 Years | Year 4 | Smoothed | 0.016985
Organic SS, $/kg | 10 Years | Year 4 | Smoothed | 0.067941
Total N, $/kg | 10 Years | Year 4 | Smoothed | 1.8671
Total P, $/kg | 10 Years | Year 4 | Smoothed | 7.9312
Flow, $/m3 | 10 Years | Year 5 | Smoothed | 1.435
BOD, $/kg | 10 Years | Year 5 | Smoothed | 0.93469
Inert SS, $/kg | 10 Years | Year 5 | Smoothed | 0.016985
Organic SS, $/kg | 10 Years | Year 5 | Smoothed | 0.067941
Total N, $/kg | 10 Years | Year 5 | Smoothed | 1.8671
Total P, $/kg | 10 Years | Year 5 | Smoothed | 7.9312
Flow, $/m3 | 10 Years | Year 6 | Smoothed | 1.435
BOD, $/kg | 10 Years | Year 6 | Smoothed | 0.93469
Inert SS, $/kg | 10 Years | Year 6 | Smoothed | 0.016985
Organic SS, $/kg | 10 Years | Year 6 | Smoothed | 0.067941
Total N, $/kg | 10 Years | Year 6 | Smoothed | 1.8671
Total P, $/kg | 10 Years | Year 6 | Smoothed | 7.9312
Flow, $/m3 | 10 Years | Year 7 | Smoothed | 1.435
BOD, $/kg | 10 Years | Year 7 | Smoothed | 0.93469
Inert SS, $/kg | 10 Years | Year 7 | Smoothed | 0.016985
Organic SS, $/kg | 10 Years | Year 7 | Smoothed | 0.067941
Total N, $/kg | 10 Years | Year 7 | Smoothed | 1.8671
Total P, $/kg | 10 Years | Year 7 | Smoothed | 7.9312
Flow, $/m3 | 10 Years | Year 8 | Smoothed | 1.435
BOD, $/kg | 10 Years | Year 8 | Smoothed | 0.93469
Inert SS, $/kg | 10 Years | Year 8 | Smoothed | 0.016985
Organic SS, $/kg | 10 Years | Year 8 | Smoothed | 0.067941
Total N, $/kg | 10 Years | Year 8 | Smoothed | 1.8671
Total P, $/kg | 10 Years | Year 8 | Smoothed | 7.9312
Flow, $/m3 | 10 Years | Year 9 | Smoothed | 1.435
BOD, $/kg | 10 Years | Year 9 | Smoothed | 0.93469
Inert SS, $/kg | 10 Years | Year 9 | Smoothed | 0.016985
Organic SS, $/kg | 10 Years | Year 9 | Smoothed | 0.067941
Total N, $/kg | 10 Years | Year 9 | Smoothed | 1.8671
Total P, $/kg | 10 Years | Year 9 | Smoothed | 7.9312
Flow, $/m3 | 10 Years | Year 10 | Smoothed | 1.435
BOD, $/kg | 10 Years | Year 10 | Smoothed | 0.93469
Inert SS, $/kg | 10 Years | Year 10 | Smoothed | 0.016985
Organic SS, $/kg | 10 Years | Year 10 | Smoothed | 0.067941
Total N, $/kg | 10 Years | Year 10 | Smoothed | 1.8671
Total P, $/kg | 10 Years | Year 10 | Smoothed | 7.9312
Flow, $/m3 | 10 Years | Year 11 | Smoothed | 1.435
BOD, $/kg | 10 Years | Year 11 | Smoothed | 0.93469
Inert SS, $/kg | 10 Years | Year 11 | Smoothed | 0.016985
Organic SS, $/kg | 10 Years | Year 11 | Smoothed | 0.067941
Total N, $/kg | 10 Years | Year 11 | Smoothed | 1.8671
Total P, $/kg | 10 Years | Year 11 | Smoothed | 7.9312
Flow, $/m3 | 10 Years | Year 12 | Smoothed | 1.435
BOD, $/kg | 10 Years | Year 12 | Smoothed | 0.93469
Inert SS, $/kg | 10 Years | Year 12 | Smoothed | 0.016985
Organic SS, $/kg | 10 Years | Year 12 | Smoothed | 0.067941
Total N, $/kg | 10 Years | Year 12 | Smoothed | 1.8671
Total P, $/kg | 10 Years | Year 12 | Smoothed | 7.9312
Flow, $/m3 | 10 Years | Year 13 | Smoothed | 1.435
BOD, $/kg | 10 Years | Year 13 | Smoothed | 0.93469
Inert SS, $/kg | 10 Years | Year 13 | Smoothed | 0.016985
Organic SS, $/kg | 10 Years | Year 13 | Smoothed | 0.067941
Total N, $/kg | 10 Years | Year 13 | Smoothed | 1.8671
Total P, $/kg | 10 Years | Year 13 | Smoothed | 7.9312
Flow, $/m3 | 10 Years | Year 14 | Smoothed | 1.435
BOD, $/kg | 10 Years | Year 14 | Smoothed | 0.93469
Inert SS, $/kg | 10 Years | Year 14 | Smoothed | 0.016985
Organic SS, $/kg | 10 Years | Year 14 | Smoothed | 0.067941
Total N, $/kg | 10 Years | Year 14 | Smoothed | 1.8671
Total P, $/kg | 10 Years | Year 14 | Smoothed | 7.9312
Flow, $/m3 | 10 Years | Year 15 | Smoothed | 1.435
BOD, $/kg | 10 Years | Year 15 | Smoothed | 0.93469
Inert SS, $/kg | 10 Years | Year 15 | Smoothed | 0.016985
Organic SS, $/kg | 10 Years | Year 15 | Smoothed | 0.067941
Total N, $/kg | 10 Years | Year 15 | Smoothed | 1.8671
Total P, $/kg | 10 Years | Year 15 | Smoothed | 7.9312
Flow, $/m3 | 10 Years | Year 16 | Smoothed | 1.435
BOD, $/kg | 10 Years | Year 16 | Smoothed | 0.93469
Inert SS, $/kg | 10 Years | Year 16 | Smoothed | 0.016985
Organic SS, $/kg | 10 Years | Year 16 | Smoothed | 0.067941
Total N, $/kg | 10 Years | Year 16 | Smoothed | 1.8671
Total P, $/kg | 10 Years | Year 16 | Smoothed | 7.9312
Flow, $/m3 | 10 Years | Year 17 | Smoothed | 1.435
BOD, $/kg | 10 Years | Year 17 | Smoothed | 0.93469
Inert SS, $/kg | 10 Years | Year 17 | Smoothed | 0.016985
Organic SS, $/kg | 10 Years | Year 17 | Smoothed | 0.067941
Total N, $/kg | 10 Years | Year 17 | Smoothed | 1.8671
Total P, $/kg | 10 Years | Year 17 | Smoothed | 7.9312
Flow, $/m3 | 10 Years | Year 18 | Smoothed | 1.435
BOD, $/kg | 10 Years | Year 18 | Smoothed | 0.93469
Inert SS, $/kg | 10 Years | Year 18 | Smoothed | 0.016985
Organic SS, $/kg | 10 Years | Year 18 | Smoothed | 0.067941
Total N, $/kg | 10 Years | Year 18 | Smoothed | 1.8671
Total P, $/kg | 10 Years | Year 18 | Smoothed | 7.9312
Flow, $/m3 | 10 Years | Year 19 | Smoothed | 1.435
BOD, $/kg | 10 Years | Year 19 | Smoothed | 0.93469
Inert SS, $/kg | 10 Years | Year 19 | Smoothed | 0.016985
Organic SS, $/kg | 10 Years | Year 19 | Smoothed | 0.067941
Total N, $/kg | 10 Years | Year 19 | Smoothed | 1.8671
Total P, $/kg | 10 Years | Year 19 | Smoothed | 7.9312
Flow, $/m3 | 10 Years | Year 20 | Smoothed | 1.435
BOD, $/kg | 10 Years | Year 20 | Smoothed | 0.93469
Inert SS, $/kg | 10 Years | Year 20 | Smoothed | 0.016985
Organic SS, $/kg | 10 Years | Year 20 | Smoothed | 0.067941
Total N, $/kg | 10 Years | Year 20 | Smoothed | 1.8671
Total P, $/kg | 10 Years | Year 20 | Smoothed | 7.9312
Flow, $/m3 | 10 Years | Year 21 | Smoothed | 1.435
BOD, $/kg | 10 Years | Year 21 | Smoothed | 0.93469
Inert SS, $/kg | 10 Years | Year 21 | Smoothed | 0.016985
Organic SS, $/kg | 10 Years | Year 21 | Smoothed | 0.067941
Total N, $/kg | 10 Years | Year 21 | Smoothed | 1.8671
Total P, $/kg | 10 Years | Year 21 | Smoothed | 7.9312
Flow, $/m3 | 10 Years | Year 22 | Smoothed | 1.435
BOD, $/kg | 10 Years | Year 22 | Smoothed | 0.93469
Inert SS, $/kg | 10 Years | Year 22 | Smoothed | 0.016985
Organic SS, $/kg | 10 Years | Year 22 | Smoothed | 0.067941
Total N, $/kg | 10 Years | Year 22 | Smoothed | 1.8671
Total P, $/kg | 10 Years | Year 22 | Smoothed | 7.9312
Flow, $/m3 | 10 Years | Year 23 | Smoothed | 1.435
BOD, $/kg | 10 Years | Year 23 | Smoothed | 0.93469
Inert SS, $/kg | 10 Years | Year 23 | Smoothed | 0.016985
Organic SS, $/kg | 10 Years | Year 23 | Smoothed | 0.067941
Total N, $/kg | 10 Years | Year 23 | Smoothed | 1.8671
Total P, $/kg | 10 Years | Year 23 | Smoothed | 7.9312
Flow, $/m3 | 10 Years | Year 24 | Smoothed | 1.435
BOD, $/kg | 10 Years | Year 24 | Smoothed | 0.93469
Inert SS, $/kg | 10 Years | Year 24 | Smoothed | 0.016985
Organic SS, $/kg | 10 Years | Year 24 | Smoothed | 0.067941
Total N, $/kg | 10 Years | Year 24 | Smoothed | 1.8671
Total P, $/kg | 10 Years | Year 24 | Smoothed | 7.9312
Flow, $/m3 | 10 Years | Year 25 | Smoothed | 1.435
BOD, $/kg | 10 Years | Year 25 | Smoothed | 0.93469
Inert SS, $/kg | 10 Years | Year 25 | Smoothed | 0.016985
Organic SS, $/kg | 10 Years | Year 25 | Smoothed | 0.067941
Total N, $/kg | 10 Years | Year 25 | Smoothed | 1.8671
Total P, $/kg | 10 Years | Year 25 | Smoothed | 7.9312
Flow, $/m3 | 30 Years | Year 1 (2021-2022) | Smoothed | 1.1958
BOD, $/kg | 30 Years | Year 1 (2021-2022) | Smoothed | 0.77891
Inert SS, $/kg | 30 Years | Year 1 (2021-2022) | Smoothed | 0.014154
Organic SS, $/kg | 30 Years | Year 1 (2021-2022) | Smoothed | 0.056618
Total N, $/kg | 30 Years | Year 1 (2021-2022) | Smoothed | 1.5559
Total P, $/kg | 30 Years | Year 1 (2021-2022) | Smoothed | 6.6094
Flow, $/m3 | 30 Years | Year 2 | Smoothed | 1.1958
BOD, $/kg | 30 Years | Year 2 | Smoothed | 0.77891
Inert SS, $/kg | 30 Years | Year 2 | Smoothed | 0.014154
Organic SS, $/kg | 30 Years | Year 2 | Smoothed | 0.056618
Total N, $/kg | 30 Years | Year 2 | Smoothed | 1.5559
Total P, $/kg | 30 Years | Year 2 | Smoothed | 6.6094
Flow, $/m3 | 30 Years | Year 3 | Smoothed | 1.1958
BOD, $/kg | 30 Years | Year 3 | Smoothed | 0.77891
Inert SS, $/kg | 30 Years | Year 3 | Smoothed | 0.014154
Organic SS, $/kg | 30 Years | Year 3 | Smoothed | 0.056618
Total N, $/kg | 30 Years | Year 3 | Smoothed | 1.5559
Total P, $/kg | 30 Years | Year 3 | Smoothed | 6.6094
Flow, $/m3 | 30 Years | Year 4 | Smoothed | 1.1958
BOD, $/kg | 30 Years | Year 4 | Smoothed | 0.77891
Inert SS, $/kg | 30 Years | Year 4 | Smoothed | 0.014154
Organic SS, $/kg | 30 Years | Year 4 | Smoothed | 0.056618
Total N, $/kg | 30 Years | Year 4 | Smoothed | 1.5559
Total P, $/kg | 30 Years | Year 4 | Smoothed | 6.6094
Flow, $/m3 | 30 Years | Year 5 | Smoothed | 1.1958
BOD, $/kg | 30 Years | Year 5 | Smoothed | 0.77891
Inert SS, $/kg | 30 Years | Year 5 | Smoothed | 0.014154
Organic SS, $/kg | 30 Years | Year 5 | Smoothed | 0.056618
Total N, $/kg | 30 Years | Year 5 | Smoothed | 1.5559
Total P, $/kg | 30 Years | Year 5 | Smoothed | 6.6094
Flow, $/m3 | 30 Years | Year 6 | Smoothed | 1.1958
BOD, $/kg | 30 Years | Year 6 | Smoothed | 0.77891
Inert SS, $/kg | 30 Years | Year 6 | Smoothed | 0.014154
Organic SS, $/kg | 30 Years | Year 6 | Smoothed | 0.056618
Total N, $/kg | 30 Years | Year 6 | Smoothed | 1.5559
Total P, $/kg | 30 Years | Year 6 | Smoothed | 6.6094
Flow, $/m3 | 30 Years | Year 7 | Smoothed | 1.1958
BOD, $/kg | 30 Years | Year 7 | Smoothed | 0.77891
Inert SS, $/kg | 30 Years | Year 7 | Smoothed | 0.014154
Organic SS, $/kg | 30 Years | Year 7 | Smoothed | 0.056618
Total N, $/kg | 30 Years | Year 7 | Smoothed | 1.5559
Total P, $/kg | 30 Years | Year 7 | Smoothed | 6.6094
Flow, $/m3 | 30 Years | Year 8 | Smoothed | 1.1958
BOD, $/kg | 30 Years | Year 8 | Smoothed | 0.77891
Inert SS, $/kg | 30 Years | Year 8 | Smoothed | 0.014154
Organic SS, $/kg | 30 Years | Year 8 | Smoothed | 0.056618
Total N, $/kg | 30 Years | Year 8 | Smoothed | 1.5559
Total P, $/kg | 30 Years | Year 8 | Smoothed | 6.6094
Flow, $/m3 | 30 Years | Year 9 | Smoothed | 1.1958
BOD, $/kg | 30 Years | Year 9 | Smoothed | 0.77891
Inert SS, $/kg | 30 Years | Year 9 | Smoothed | 0.014154
Organic SS, $/kg | 30 Years | Year 9 | Smoothed | 0.056618
Total N, $/kg | 30 Years | Year 9 | Smoothed | 1.5559
Total P, $/kg | 30 Years | Year 9 | Smoothed | 6.6094
Flow, $/m3 | 30 Years | Year 10 | Smoothed | 1.1958
BOD, $/kg | 30 Years | Year 10 | Smoothed | 0.77891
Inert SS, $/kg | 30 Years | Year 10 | Smoothed | 0.014154
Organic SS, $/kg | 30 Years | Year 10 | Smoothed | 0.056618
Total N, $/kg | 30 Years | Year 10 | Smoothed | 1.5559
Total P, $/kg | 30 Years | Year 10 | Smoothed | 6.6094
Flow, $/m3 | 30 Years | Year 11 | Smoothed | 1.1958
BOD, $/kg | 30 Years | Year 11 | Smoothed | 0.77891
Inert SS, $/kg | 30 Years | Year 11 | Smoothed | 0.014154
Organic SS, $/kg | 30 Years | Year 11 | Smoothed | 0.056618
Total N, $/kg | 30 Years | Year 11 | Smoothed | 1.5559
Total P, $/kg | 30 Years | Year 11 | Smoothed | 6.6094
Flow, $/m3 | 30 Years | Year 12 | Smoothed | 1.1958
BOD, $/kg | 30 Years | Year 12 | Smoothed | 0.77891
Inert SS, $/kg | 30 Years | Year 12 | Smoothed | 0.014154
Organic SS, $/kg | 30 Years | Year 12 | Smoothed | 0.056618
Total N, $/kg | 30 Years | Year 12 | Smoothed | 1.5559
Total P, $/kg | 30 Years | Year 12 | Smoothed | 6.6094
Flow, $/m3 | 30 Years | Year 13 | Smoothed | 1.1958
BOD, $/kg | 30 Years | Year 13 | Smoothed | 0.77891
Inert SS, $/kg | 30 Years | Year 13 | Smoothed | 0.014154
Organic SS, $/kg | 30 Years | Year 13 | Smoothed | 0.056618
Total N, $/kg | 30 Years | Year 13 | Smoothed | 1.5559
Total P, $/kg | 30 Years | Year 13 | Smoothed | 6.6094
Flow, $/m3 | 30 Years | Year 14 | Smoothed | 1.1958
BOD, $/kg | 30 Years | Year 14 | Smoothed | 0.77891
Inert SS, $/kg | 30 Years | Year 14 | Smoothed | 0.014154
Organic SS, $/kg | 30 Years | Year 14 | Smoothed | 0.056618
Total N, $/kg | 30 Years | Year 14 | Smoothed | 1.5559
Total P, $/kg | 30 Years | Year 14 | Smoothed | 6.6094
Flow, $/m3 | 30 Years | Year 15 | Smoothed | 1.1958
BOD, $/kg | 30 Years | Year 15 | Smoothed | 0.77891
Inert SS, $/kg | 30 Years | Year 15 | Smoothed | 0.014154
Organic SS, $/kg | 30 Years | Year 15 | Smoothed | 0.056618
Total N, $/kg | 30 Years | Year 15 | Smoothed | 1.5559
Total P, $/kg | 30 Years | Year 15 | Smoothed | 6.6094
Flow, $/m3 | 30 Years | Year 16 | Smoothed | 1.1958
BOD, $/kg | 30 Years | Year 16 | Smoothed | 0.77891
Inert SS, $/kg | 30 Years | Year 16 | Smoothed | 0.014154
Organic SS, $/kg | 30 Years | Year 16 | Smoothed | 0.056618
Total N, $/kg | 30 Years | Year 16 | Smoothed | 1.5559
Total P, $/kg | 30 Years | Year 16 | Smoothed | 6.6094
Flow, $/m3 | 30 Years | Year 17 | Smoothed | 1.1958
BOD, $/kg | 30 Years | Year 17 | Smoothed | 0.77891
Inert SS, $/kg | 30 Years | Year 17 | Smoothed | 0.014154
Organic SS, $/kg | 30 Years | Year 17 | Smoothed | 0.056618
Total N, $/kg | 30 Years | Year 17 | Smoothed | 1.5559
Total P, $/kg | 30 Years | Year 17 | Smoothed | 6.6094
Flow, $/m3 | 30 Years | Year 18 | Smoothed | 1.1958
BOD, $/kg | 30 Years | Year 18 | Smoothed | 0.77891
Inert SS, $/kg | 30 Years | Year 18 | Smoothed | 0.014154
Organic SS, $/kg | 30 Years | Year 18 | Smoothed | 0.056618
Total N, $/kg | 30 Years | Year 18 | Smoothed | 1.5559
Total P, $/kg | 30 Years | Year 18 | Smoothed | 6.6094
Flow, $/m3 | 30 Years | Year 19 | Smoothed | 1.1958
BOD, $/kg | 30 Years | Year 19 | Smoothed | 0.77891
Inert SS, $/kg | 30 Years | Year 19 | Smoothed | 0.014154
Organic SS, $/kg | 30 Years | Year 19 | Smoothed | 0.056618
Total N, $/kg | 30 Years | Year 19 | Smoothed | 1.5559
Total P, $/kg | 30 Years | Year 19 | Smoothed | 6.6094
Flow, $/m3 | 30 Years | Year 20 | Smoothed | 1.1958
BOD, $/kg | 30 Years | Year 20 | Smoothed | 0.77891
Inert SS, $/kg | 30 Years | Year 20 | Smoothed | 0.014154
Organic SS, $/kg | 30 Years | Year 20 | Smoothed | 0.056618
Total N, $/kg | 30 Years | Year 20 | Smoothed | 1.5559
Total P, $/kg | 30 Years | Year 20 | Smoothed | 6.6094
Flow, $/m3 | 30 Years | Year 21 | Smoothed | 1.1958
BOD, $/kg | 30 Years | Year 21 | Smoothed | 0.77891
Inert SS, $/kg | 30 Years | Year 21 | Smoothed | 0.014154
Organic SS, $/kg | 30 Years | Year 21 | Smoothed | 0.056618
Total N, $/kg | 30 Years | Year 21 | Smoothed | 1.5559
Total P, $/kg | 30 Years | Year 21 | Smoothed | 6.6094
Flow, $/m3 | 30 Years | Year 22 | Smoothed | 1.1958
BOD, $/kg | 30 Years | Year 22 | Smoothed | 0.77891
Inert SS, $/kg | 30 Years | Year 22 | Smoothed | 0.014154
Organic SS, $/kg | 30 Years | Year 22 | Smoothed | 0.056618
Total N, $/kg | 30 Years | Year 22 | Smoothed | 1.5559
Total P, $/kg | 30 Years | Year 22 | Smoothed | 6.6094
Flow, $/m3 | 30 Years | Year 23 | Smoothed | 1.1958
BOD, $/kg | 30 Years | Year 23 | Smoothed | 0.77891
Inert SS, $/kg | 30 Years | Year 23 | Smoothed | 0.014154
Organic SS, $/kg | 30 Years | Year 23 | Smoothed | 0.056618
Total N, $/kg | 30 Years | Year 23 | Smoothed | 1.5559
Total P, $/kg | 30 Years | Year 23 | Smoothed | 6.6094
Flow, $/m3 | 30 Years | Year 24 | Smoothed | 1.1958
BOD, $/kg | 30 Years | Year 24 | Smoothed | 0.77891
Inert SS, $/kg | 30 Years | Year 24 | Smoothed | 0.014154
Organic SS, $/kg | 30 Years | Year 24 | Smoothed | 0.056618
Total N, $/kg | 30 Years | Year 24 | Smoothed | 1.5559
Total P, $/kg | 30 Years | Year 24 | Smoothed | 6.6094
Flow, $/m3 | 30 Years | Year 25 | Smoothed | 1.1958
BOD, $/kg | 30 Years | Year 25 | Smoothed | 0.77891
Inert SS, $/kg | 30 Years | Year 25 | Smoothed | 0.014154
Organic SS, $/kg | 30 Years | Year 25 | Smoothed | 0.056618
Total N, $/kg | 30 Years | Year 25 | Smoothed | 1.5559
Total P, $/kg | 30 Years | Year 25 | Smoothed | 6.6094
Flow, $/m3 | 30 Years | Year 26 | Smoothed | 1.1958
BOD, $/kg | 30 Years | Year 26 | Smoothed | 0.77891
Inert SS, $/kg | 30 Years | Year 26 | Smoothed | 0.014154
Organic SS, $/kg | 30 Years | Year 26 | Smoothed | 0.056618
Total N, $/kg | 30 Years | Year 26 | Smoothed | 1.5559
Total P, $/kg | 30 Years | Year 26 | Smoothed | 6.6094
Flow, $/m3 | 30 Years | Year 27 | Smoothed | 1.1958
BOD, $/kg | 30 Years | Year 27 | Smoothed | 0.77891
Inert SS, $/kg | 30 Years | Year 27 | Smoothed | 0.014154
Organic SS, $/kg | 30 Years | Year 27 | Smoothed | 0.056618
Total N, $/kg | 30 Years | Year 27 | Smoothed | 1.5559
Total P, $/kg | 30 Years | Year 27 | Smoothed | 6.6094
Flow, $/m3 | 30 Years | Year 28 | Smoothed | 1.1958
BOD, $/kg | 30 Years | Year 28 | Smoothed | 0.77891
Inert SS, $/kg | 30 Years | Year 28 | Smoothed | 0.014154
Organic SS, $/kg | 30 Years | Year 28 | Smoothed | 0.056618
Total N, $/kg | 30 Years | Year 28 | Smoothed | 1.5559
Total P, $/kg | 30 Years | Year 28 | Smoothed | 6.6094
Flow, $/m3 | 30 Years | Year 29 | Smoothed | 1.1958
BOD, $/kg | 30 Years | Year 29 | Smoothed | 0.77891
Inert SS, $/kg | 30 Years | Year 29 | Smoothed | 0.014154
Organic SS, $/kg | 30 Years | Year 29 | Smoothed | 0.056618
Total N, $/kg | 30 Years | Year 29 | Smoothed | 1.5559
Total P, $/kg | 30 Years | Year 29 | Smoothed | 6.6094
Flow, $/m3 | 30 Years | Year 30 | Smoothed | 1.1958
BOD, $/kg | 30 Years | Year 30 | Smoothed | 0.77891
Inert SS, $/kg | 30 Years | Year 30 | Smoothed | 0.014154
Organic SS, $/kg | 30 Years | Year 30 | Smoothed | 0.056618
Total N, $/kg | 30 Years | Year 30 | Smoothed | 1.5559
Total P, $/kg | 30 Years | Year 30 | Smoothed | 6.6094

## Calc Data
15 Year, Combined Scenarios
Unsmoothed | [16 empty] | Smoothed
CAPEX Charges 0 Years | [16 empty] | CAPEX Charges 0 Years
| Yr 1 | Yr 2 | Yr 3 | Yr 4 | Yr 5 | Yr 6 | Yr 7 | Yr 8 | Yr 9 | Yr 10 | Yr 11 | Yr 12 | Yr 13 | Yr 14 | Yr 15 | Total |  | Yr 1 | Yr 2 | Yr 3 | Yr 4 | Yr 5 | Yr 6 | Yr 7 | Yr 8 | Yr 9 | Yr 10 | Yr 11 | Yr 12 | Yr 13 | Yr 14 | Yr 15 | Total
Flow, $/m3 | 0.78534 | 1.5849 | 5.2359 | 3.1602 | 3.2368 | 5.2841 | 2.0805 | 2.9359 | 3.1864 | 3.7475 | 1.2076 | 1.5623 | 0.54493 | 0.79895 | 0.52411 | 35.8754 | Flow, $/m3 | 2.3917 | 2.3917 | 2.3917 | 2.3917 | 2.3917 | 2.3917 | 2.3917 | 2.3917 | 2.3917 | 2.3917 | 2.3917 | 2.3917 | 2.3917 | 2.3917 | 2.3917 | 35.8754
BOD, $/kg | 2.1842 | 3.4544 | 0.39215 | 0.70027 | 4.3463 | 7.0954 | 2.3189 | 0.25799 | 0 | 0 | 0 | 0.10937 | 0.73172 | 1.0728 | 0.70377 | 23.3673 | BOD, $/kg | 1.5578 | 1.5578 | 1.5578 | 1.5578 | 1.5578 | 1.5578 | 1.5578 | 1.5578 | 1.5578 | 1.5578 | 1.5578 | 1.5578 | 1.5578 | 1.5578 | 1.5578 | 23.3673
Inert SS, $/kg | 0 | 0.0091895 | 0.0091895 | 0.01641 | 0.10185 | 0.16627 | 0.05434 | 0.0060457 | 0 | 0 | 0 | 0.002563 | 0.017147 | 0.02514 | 0.016492 | 0.42463 | Inert SS, $/kg | 0.028309 | 0.028309 | 0.028309 | 0.028309 | 0.028309 | 0.028309 | 0.028309 | 0.028309 | 0.028309 | 0.028309 | 0.028309 | 0.028309 | 0.028309 | 0.028309 | 0.028309 | 0.42463
Organic SS, $/kg | 0 | 0.036758 | 0.036758 | 0.065639 | 0.4074 | 0.66508 | 0.21736 | 0.024183 | 0 | 0 | 0 | 0.010252 | 0.068587 | 0.10056 | 0.065967 | 1.6985 | Organic SS, $/kg | 0.11324 | 0.11324 | 0.11324 | 0.11324 | 0.11324 | 0.11324 | 0.11324 | 0.11324 | 0.11324 | 0.11324 | 0.11324 | 0.11324 | 0.11324 | 0.11324 | 0.11324 | 1.6985
Total N, $/kg | 9.5621 | 4.9056 | 0.71247 | 1.2723 | 7.8965 | 12.8911 | 4.213 | 0.46873 | 0 | 0 | 0 | 0.19871 | 1.3294 | 1.9491 | 1.2786 | 46.6777 | Total N, $/kg | 3.1118 | 3.1118 | 3.1118 | 3.1118 | 3.1118 | 3.1118 | 3.1118 | 3.1118 | 3.1118 | 3.1118 | 3.1118 | 3.1118 | 3.1118 | 3.1118 | 3.1118 | 46.6777
Total P, $/kg | 48.1285 | 72.6862 | 1.7135 | 3.0599 | 18.9913 | 31.0035 | 10.1324 | 1.1273 | 0 | 0 | 0 | 0.47791 | 3.1973 | 4.6877 | 3.0751 | 198.2807 | Total P, $/kg | 13.2187 | 13.2187 | 13.2187 | 13.2187 | 13.2187 | 13.2187 | 13.2187 | 13.2187 | 13.2187 | 13.2187 | 13.2187 | 13.2187 | 13.2187 | 13.2187 | 13.2187 | 198.2807
CAPEX Charges 10 Years | [16 empty] | CAPEX Charges 10 Years
| Yr 1 | Yr 2 | Yr 3 | Yr 4 | Yr 5 | Yr 6 | Yr 7 | Yr 8 | Yr 9 | Yr 10 | Yr 11 | Yr 12 | Yr 13 | Yr 14 | Yr 15 |  |  | Yr 1 | Yr 2 | Yr 3 | Yr 4 | Yr 5 | Yr 6 | Yr 7 | Yr 8 | Yr 9 | Yr 10 | Yr 11 | Yr 12 | Yr 13 | Yr 14 | Yr 15 | Yr 16 | Yr 17 | Yr 18 | Yr 19 | Yr 20 | Yr 21 | Yr 22 | Yr 23 | Yr 24 | Yr 25 | Total
Flow, $/m3 | 0.078534 | 0.23421 | 0.75779 | 1.0738 | 1.3975 | 1.9259 | 2.134 | 2.3922 | 2.7462 | 3.1209 | 3.1503 | 3.1637 | 3.189 | 2.7289 | 2.4576 |  | Flow, $/m3 | 1.435 | 1.435 | 1.435 | 1.435 | 1.435 | 1.435 | 1.435 | 1.435 | 1.435 | 1.435 | 1.435 | 1.435 | 1.435 | 1.435 | 1.435 | 1.435 | 1.435 | 1.435 | 1.435 | 1.435 | 1.435 | 1.435 | 1.435 | 1.435 | 1.435 | 35.8754
BOD, $/kg | 0.21842 | 0.56317 | 0.60239 | 0.67241 | 1.107 | 1.8166 | 2.0485 | 2.0743 | 2.0743 | 2.0743 | 1.8565 | 1.522 | 1.556 | 1.5933 | 1.229 |  | BOD, $/kg | 0.93469 | 0.93469 | 0.93469 | 0.93469 | 0.93469 | 0.93469 | 0.93469 | 0.93469 | 0.93469 | 0.93469 | 0.93469 | 0.93469 | 0.93469 | 0.93469 | 0.93469 | 0.93469 | 0.93469 | 0.93469 | 0.93469 | 0.93469 | 0.93469 | 0.93469 | 0.93469 | 0.93469 | 0.93469 | 23.3673
Inert SS, $/kg | 0 | 0.00091895 | 0.0018379 | 0.0034789 | 0.013664 | 0.030291 | 0.035725 | 0.036329 | 0.036329 | 0.036329 | 0.036329 | 0.035667 | 0.036462 | 0.037335 | 0.0288 |  | Inert SS, $/kg | 0.016985 | 0.016985 | 0.016985 | 0.016985 | 0.016985 | 0.016985 | 0.016985 | 0.016985 | 0.016985 | 0.016985 | 0.016985 | 0.016985 | 0.016985 | 0.016985 | 0.016985 | 0.016985 | 0.016985 | 0.016985 | 0.016985 | 0.016985 | 0.016985 | 0.016985 | 0.016985 | 0.016985 | 0.016985 | 0.42463
Organic SS, $/kg | 0 | 0.0036758 | 0.0073516 | 0.013915 | 0.054655 | 0.12116 | 0.1429 | 0.14532 | 0.14532 | 0.14532 | 0.14532 | 0.14267 | 0.14585 | 0.14934 | 0.1152 |  | Organic SS, $/kg | 0.067941 | 0.067941 | 0.067941 | 0.067941 | 0.067941 | 0.067941 | 0.067941 | 0.067941 | 0.067941 | 0.067941 | 0.067941 | 0.067941 | 0.067941 | 0.067941 | 0.067941 | 0.067941 | 0.067941 | 0.067941 | 0.067941 | 0.067941 | 0.067941 | 0.067941 | 0.067941 | 0.067941 | 0.067941 | 1.6985
Total N, $/kg | 0.95621 | 1.4405 | 1.5117 | 1.639 | 2.4286 | 3.7177 | 4.139 | 4.1859 | 4.1859 | 4.1859 | 3.236 | 2.7653 | 2.827 | 2.8947 | 2.2329 |  | Total N, $/kg | 1.8671 | 1.8671 | 1.8671 | 1.8671 | 1.8671 | 1.8671 | 1.8671 | 1.8671 | 1.8671 | 1.8671 | 1.8671 | 1.8671 | 1.8671 | 1.8671 | 1.8671 | 1.8671 | 1.8671 | 1.8671 | 1.8671 | 1.8671 | 1.8671 | 1.8671 | 1.8671 | 1.8671 | 1.8671 | 46.6777
Total P, $/kg | 4.8128 | 12.0001 | 12.1715 | 12.4775 | 14.3766 | 17.477 | 18.4902 | 18.6029 | 18.6029 | 18.6029 | 13.8714 | 6.6506 | 6.799 | 6.9617 | 5.3701 |  | Total P, $/kg | 7.9312 | 7.9312 | 7.9312 | 7.9312 | 7.9312 | 7.9312 | 7.9312 | 7.9312 | 7.9312 | 7.9312 | 7.9312 | 7.9312 | 7.9312 | 7.9312 | 7.9312 | 7.9312 | 7.9312 | 7.9312 | 7.9312 | 7.9312 | 7.9312 | 7.9312 | 7.9312 | 7.9312 | 7.9312 | 198.2807
CAPEX Charges 30 Years | [16 empty] | CAPEX Charges 30 Years
| Yr 1 | Yr 2 | Yr 3 | Yr 4 | Yr 5 | Yr 6 | Yr 7 | Yr 8 | Yr 9 | Yr 10 | Yr 11 | Yr 12 | Yr 13 | Yr 14 | Yr 15 |  |  | Yr 1 | Yr 2 | Yr 3 | Yr 4 | Yr 5 | Yr 6 | Yr 7 | Yr 8 | Yr 9 | Yr 10 | Yr 11 | Yr 12 | Yr 13 | Yr 14 | Yr 15 | Yr 16 | Yr 17 | Yr 18 | Yr 19 | Yr 20 | Yr 21 | Yr 22 | Yr 23 | Yr 24 | Yr 25 | Yr 26 | Yr 27 | Yr 28 | Yr 29 | Yr 30 | Total
Flow, $/m3 | 0.026178 | 0.078068 | 0.2526 | 0.35794 | 0.46583 | 0.64197 | 0.71132 | 0.7974 | 0.91539 | 1.0403 | 1.0806 | 1.1326 | 1.1508 | 1.1774 | 1.1949 |  | Flow, $/m3 | 1.1958 | 1.1958 | 1.1958 | 1.1958 | 1.1958 | 1.1958 | 1.1958 | 1.1958 | 1.1958 | 1.1958 | 1.1958 | 1.1958 | 1.1958 | 1.1958 | 1.1958 | 1.1958 | 1.1958 | 1.1958 | 1.1958 | 1.1958 | 1.1958 | 1.1958 | 1.1958 | 1.1958 | 1.1958 | 1.1958 | 1.1958 | 1.1958 | 1.1958 | 1.1958 | 35.8754
BOD, $/kg | 0.072807 | 0.18772 | 0.2008 | 0.22414 | 0.36902 | 0.60553 | 0.68283 | 0.69143 | 0.69143 | 0.69143 | 0.69143 | 0.69507 | 0.71946 | 0.75522 | 0.77868 |  | BOD, $/kg | 0.77891 | 0.77891 | 0.77891 | 0.77891 | 0.77891 | 0.77891 | 0.77891 | 0.77891 | 0.77891 | 0.77891 | 0.77891 | 0.77891 | 0.77891 | 0.77891 | 0.77891 | 0.77891 | 0.77891 | 0.77891 | 0.77891 | 0.77891 | 0.77891 | 0.77891 | 0.77891 | 0.77891 | 0.77891 | 0.77891 | 0.77891 | 0.77891 | 0.77891 | 0.77891 | 23.3673
Inert SS, $/kg | 0 | 0.00030632 | 0.00061263 | 0.0011596 | 0.0045546 | 0.010097 | 0.011908 | 0.01211 | 0.01211 | 0.01211 | 0.01211 | 0.012195 | 0.012767 | 0.013605 | 0.014154 |  | Inert SS, $/kg | 0.014154 | 0.014154 | 0.014154 | 0.014154 | 0.014154 | 0.014154 | 0.014154 | 0.014154 | 0.014154 | 0.014154 | 0.014154 | 0.014154 | 0.014154 | 0.014154 | 0.014154 | 0.014154 | 0.014154 | 0.014154 | 0.014154 | 0.014154 | 0.014154 | 0.014154 | 0.014154 | 0.014154 | 0.014154 | 0.014154 | 0.014154 | 0.014154 | 0.014154 | 0.014154 | 0.42463
Organic SS, $/kg | 0 | 0.0012253 | 0.0024505 | 0.0046385 | 0.018218 | 0.040388 | 0.047633 | 0.048439 | 0.048439 | 0.048439 | 0.048439 | 0.048781 | 0.051067 | 0.054419 | 0.056618 |  | Organic SS, $/kg | 0.056618 | 0.056618 | 0.056618 | 0.056618 | 0.056618 | 0.056618 | 0.056618 | 0.056618 | 0.056618 | 0.056618 | 0.056618 | 0.056618 | 0.056618 | 0.056618 | 0.056618 | 0.056618 | 0.056618 | 0.056618 | 0.056618 | 0.056618 | 0.056618 | 0.056618 | 0.056618 | 0.056618 | 0.056618 | 0.056618 | 0.056618 | 0.056618 | 0.056618 | 0.056618 | 1.6985
Total N, $/kg | 0.31874 | 0.48016 | 0.50391 | 0.54632 | 0.80954 | 1.2392 | 1.3797 | 1.3953 | 1.3953 | 1.3953 | 1.3953 | 1.4019 | 1.4462 | 1.5112 | 1.5538 |  | Total N, $/kg | 1.5559 | 1.5559 | 1.5559 | 1.5559 | 1.5559 | 1.5559 | 1.5559 | 1.5559 | 1.5559 | 1.5559 | 1.5559 | 1.5559 | 1.5559 | 1.5559 | 1.5559 | 1.5559 | 1.5559 | 1.5559 | 1.5559 | 1.5559 | 1.5559 | 1.5559 | 1.5559 | 1.5559 | 1.5559 | 1.5559 | 1.5559 | 1.5559 | 1.5559 | 1.5559 | 46.6777
Total P, $/kg | 1.6043 | 4 | 4.0572 | 4.1592 | 4.7922 | 5.8257 | 6.1634 | 6.201 | 6.201 | 6.201 | 6.201 | 6.2169 | 6.3235 | 6.4797 | 6.5822 |  | Total P, $/kg | 6.6094 | 6.6094 | 6.6094 | 6.6094 | 6.6094 | 6.6094 | 6.6094 | 6.6094 | 6.6094 | 6.6094 | 6.6094 | 6.6094 | 6.6094 | 6.6094 | 6.6094 | 6.6094 | 6.6094 | 6.6094 | 6.6094 | 6.6094 | 6.6094 | 6.6094 | 6.6094 | 6.6094 | 6.6094 | 6.6094 | 6.6094 | 6.6094 | 6.6094 | 6.6094 | 198.2807

## Analysis
Monthly | [6 empty] | Annual | [6 empty] | OPEX Charges, from CHB Fees and Charges 2020/2021 ex GST
| Flow | TSS | BOD | TN | TP |  |  | Flow | TSS | BOD | TN | TP |  | Flow, $/m3 | 0.26
| m3/mth | kg/mth | kg/mth | kg/mth | kg/mth |  |  | m3/yr | kg/yr | kg/yr | kg/yr | kg/yr |  | BOD, $/kg | 1.97
WPA Domestic | 22538.75 | 17641.6667 | 6478.75 | 1593.8333 | 267.6667 |  | WPA total | 270465 | 211700 | 77745 | 19126 | 3212 |  | Inert SS, $/kg | 1.89
WPK Domestic | 45625 | 13906.5 | 12361.3333 | 2008.7167 | 463.55 |  | WPK total | 547500 | 166878 | 148336 | 24104.6 | 5562.6 |  | Organic SS, $/kg | 0.26
OTN Domestic | 2910.875 | 188.3336 | 103.045 | 119.637 | 16.9995 |  | OTN total | 34930.5 | 2260.0034 | 1236.5397 | 1435.6436 | 203.9941 |  | Total N, $/kg | 2.95
[14 empty] | Total P, $/kg | 9.77
Redacted | 3231.2222 | 1435.3027 | 4627.9579 | 659.7948 | 56.9104 |  | Redacted | 38774.6667 | 17223.6328 | 55535.4952 | 7917.538 | 682.9251
Redacted | 932.2 | 96.3548 | 2125.1297 | 349.8014 | 64.8446 |  | Redacted | 11186.4 | 1156.2572 | 25501.5561 | 4197.6173 | 778.1346
Redacted | 2360.7143 | 2953.8034 | 890.9574 | 221.8028 | 39.3611 |  | Redacted | 28328.5714 | 35445.6411 | 10691.4884 | 2661.6339 | 472.3328
Redacted | 2631.6962 | 1152.6591 | 3626.3062 | 412.7348 | 87.9536 |  | Redacted | 31580.3549 | 13831.9087 | 43515.6745 | 4952.8174 | 1055.443
Redacted | 819.5577 | 140.3128 | 555.0669 | 77.1752 | 8.6627 |  | Redacted | 9834.6927 | 1683.7534 | 6660.8025 | 926.1019 | 103.9525
Redacted | 105.05 | [5 empty] | Redacted | 1260.6
WPA + OTN Domestic | 25449.625 | 17830.0003 | 6581.795 | 1713.4703 | 284.6662 |  | WPA + OTN Domestic | 305395.5 | 213960.0034 | 78981.5397 | 20561.6436 | 3415.9941
WOW Domestic | 71074.625 | 31736.5003 | 18943.1283 | 3722.187 | 748.2162 |  | WOW Domestic | 852895.5 | 380838.0034 | 227317.5397 | 44666.2436 | 8978.5941
Total -Otane | 78244.1905 | 37326.5994 | 30665.5014 | 5323.859 | 988.949 |  | Total -Otane | 938930.2857 | 447919.1932 | 367986.0167 | 63886.3084 | 11867.388
Total | 81155.0655 | 37514.933 | 30768.5464 | 5443.496 | 1005.9485 |  | Total | 973860.7857 | 450179.1966 | 369222.5564 | 65321.9519 | 12071.3822
WPA & WPk 0 yrs | Yr 1 | Yr 2 | Yr 3 | Yr 4 | Yr 5 | Yr 6 | Yr 7 | Yr 8 | Yr 9 | Yr 10 | Yr 11 | Yr 12 | Yr 13 | Yr 14 | Yr 15 |  | WPA & WPk 10 yrs | Yr 1 | Yr 2 | Yr 3 | Yr 4 | Yr 5 | Yr 6 | Yr 7 | Yr 8 | Yr 9 | Yr 10 | Yr 11 | Yr 12 | Yr 13 | Yr 14 | Yr 15 |  | WPA & WPk 30 yrs | Yr 1 | Yr 2 | Yr 3 | Yr 4 | Yr 5 | Yr 6 | Yr 7 | Yr 8 | Yr 9 | Yr 10 | Yr 11 | Yr 12 | Yr 13 | Yr 14 | Yr 15
Flow, $/m3 | 0.78534 | 1.5849 | 5.2359 | 3.1602 | 3.2368 | 5.2841 | 2.0805 | 2.9359 | 3.1864 | 3.7475 | 1.2076 | 1.5623 | 0.54493 | 0.79895 | 0.52411 |  | Flow, $/m3 | 0.078534 | 0.23421 | 0.75779 | 1.0738 | 1.3975 | 1.9259 | 2.134 | 2.3922 | 2.7462 | 3.1209 | 3.1503 | 3.1637 | 3.189 | 2.7289 | 2.4576 |  | Flow, $/m3 | 0.026178 | 0.078068 | 0.2526 | 0.35794 | 0.46583 | 0.64197 | 0.71132 | 0.7974 | 0.91539 | 1.0403 | 1.0806 | 1.1326 | 1.1508 | 1.1774 | 1.1949
BOD, $/kg | 2.1842 | 3.4544 | 0.39215 | 0.70027 | 4.3463 | 7.0954 | 2.3189 | 0.25799 | 0 | 0 | 0 | 0.10937 | 0.73172 | 1.0728 | 0.70377 |  | BOD, $/kg | 0.21842 | 0.56317 | 0.60239 | 0.67241 | 1.107 | 1.8166 | 2.0485 | 2.0743 | 2.0743 | 2.0743 | 1.8565 | 1.522 | 1.556 | 1.5933 | 1.229 |  | BOD, $/kg | 0.072807 | 0.18772 | 0.2008 | 0.22414 | 0.36902 | 0.60553 | 0.68283 | 0.69143 | 0.69143 | 0.69143 | 0.69143 | 0.69507 | 0.71946 | 0.75522 | 0.77868
Inert SS, $/kg | 0 | 0.0091895 | 0.0091895 | 0.01641 | 0.10185 | 0.16627 | 0.05434 | 0.0060457 | 0 | 0 | 0 | 0.002563 | 0.017147 | 0.02514 | 0.016492 |  | Inert SS, $/kg | 0 | 0.00091895 | 0.0018379 | 0.0034789 | 0.013664 | 0.030291 | 0.035725 | 0.036329 | 0.036329 | 0.036329 | 0.036329 | 0.035667 | 0.036462 | 0.037335 | 0.0288 |  | Inert SS, $/kg | 0 | 0.00030632 | 0.00061263 | 0.0011596 | 0.0045546 | 0.010097 | 0.011908 | 0.01211 | 0.01211 | 0.01211 | 0.01211 | 0.012195 | 0.012767 | 0.013605 | 0.014154
Organic SS, $/kg | 0 | 0.036758 | 0.036758 | 0.065639 | 0.4074 | 0.66508 | 0.21736 | 0.024183 | 0 | 0 | 0 | 0.010252 | 0.068587 | 0.10056 | 0.065967 |  | Organic SS, $/kg | 0 | 0.0036758 | 0.0073516 | 0.013915 | 0.054655 | 0.12116 | 0.1429 | 0.14532 | 0.14532 | 0.14532 | 0.14532 | 0.14267 | 0.14585 | 0.14934 | 0.1152 |  | Organic SS, $/kg | 0 | 0.0012253 | 0.0024505 | 0.0046385 | 0.018218 | 0.040388 | 0.047633 | 0.048439 | 0.048439 | 0.048439 | 0.048439 | 0.048781 | 0.051067 | 0.054419 | 0.056618
Total N, $/kg | 9.5621 | 4.9056 | 0.71247 | 1.2723 | 7.8965 | 12.8911 | 4.213 | 0.46873 | 0 | 0 | 0 | 0.19871 | 1.3294 | 1.9491 | 1.2786 |  | Total N, $/kg | 0.95621 | 1.4405 | 1.5117 | 1.639 | 2.4286 | 3.7177 | 4.139 | 4.1859 | 4.1859 | 4.1859 | 3.236 | 2.7653 | 2.827 | 2.8947 | 2.2329 |  | Total N, $/kg | 0.31874 | 0.48016 | 0.50391 | 0.54632 | 0.80954 | 1.2392 | 1.3797 | 1.3953 | 1.3953 | 1.3953 | 1.3953 | 1.4019 | 1.4462 | 1.5112 | 1.5538
Total P, $/kg | 48.1285 | 72.6862 | 1.7135 | 3.0599 | 18.9913 | 31.0035 | 10.1324 | 1.1273 | 0 | 0 | 0 | 0.47791 | 3.1973 | 4.6877 | 3.0751 |  | Total P, $/kg | 4.8128 | 12.0001 | 12.1715 | 12.4775 | 14.3766 | 17.477 | 18.4902 | 18.6029 | 18.6029 | 18.6029 | 13.8714 | 6.6506 | 6.799 | 6.9617 | 5.3701 |  | Total P, $/kg | 1.6043 | 4 | 4.0572 | 4.1592 | 4.7922 | 5.8257 | 6.1634 | 6.201 | 6.201 | 6.201 | 6.201 | 6.2169 | 6.3235 | 6.4797 | 6.5822
Total | 0 | 0 | 0 | 0 | 0 | 0 | 0 | 0 | 0 | 0 | 0 | 0 | 0 | 0 | 0 | 0 | Total | 0 | 0 | 0 | 0 | 0 | 0 | 0 | 0 | 0 | 0 | 0 | 0 | 0 | 0 | 0 | 0 | Total | 0 | 0 | 0 | 0 | 0 | 0 | 0 | 0 | 0 | 0 | 0 | 0 | 0 | 0 | 0 | 0
Trader total | Yr 1 | Yr 2 | Yr 3 | Yr 4 | Yr 5 | Yr 6 | Yr 7 | Yr 8 | Yr 9 | Yr 10 | Yr 11 | Yr 12 | Yr 13 | Yr 14 | Yr 15 | Total | Trader total | Yr 1 | Yr 2 | Yr 3 | Yr 4 | Yr 5 | Yr 6 | Yr 7 | Yr 8 | Yr 9 | Yr 10 | Yr 11 | Yr 12 | Yr 13 | Yr 14 | Yr 15 | Total | Trader total | Yr 1 | Yr 2 | Yr 3 | Yr 4 | Yr 5 | Yr 6 | Yr 7 | Yr 8 | Yr 9 | Yr 10 | Yr 11 | Yr 12 | Yr 13 | Yr 14 | Yr 15 | Total
Flow, $/m3 | 0 | 0 | 0 | 0 | 0 | 0 | 0 | 0 | 0 | 0 | 0 | 0 | 0 | 0 | 0 | 0 | Flow, $/m3 | 0 | 0 | 0 | 0 | 0 | 0 | 0 | 0 | 0 | 0 | 0 | 0 | 0 | 0 | 0 | 0 | Flow, $/m3 | 0 | 0 | 0 | 0 | 0 | 0 | 0 | 0 | 0 | 0 | 0 | 0 | 0 | 0 | 0 | 0
BOD, $/kg | 0 | 0 | 0 | 0 | 0 | 0 | 0 | 0 | 0 | 0 | 0 | 0 | 0 | 0 | 0 | 0 | BOD, $/kg | 0 | 0 | 0 | 0 | 0 | 0 | 0 | 0 | 0 | 0 | 0 | 0 | 0 | 0 | 0 | 0 | BOD, $/kg | 0 | 0 | 0 | 0 | 0 | 0 | 0 | 0 | 0 | 0 | 0 | 0 | 0 | 0 | 0 | 0
Inert SS, $/kg | 0 | 0 | 0 | 0 | 0 | 0 | 0 | 0 | 0 | 0 | 0 | 0 | 0 | 0 | 0 | 0 | Inert SS, $/kg | 0 | 0 | 0 | 0 | 0 | 0 | 0 | 0 | 0 | 0 | 0 | 0 | 0 | 0 | 0 | 0 | Inert SS, $/kg | 0 | 0 | 0 | 0 | 0 | 0 | 0 | 0 | 0 | 0 | 0 | 0 | 0 | 0 | 0 | 0
Organic SS, $/kg | 0 | 0 | 0 | 0 | 0 | 0 | 0 | 0 | 0 | 0 | 0 | 0 | 0 | 0 | 0 | 0 | Organic SS, $/kg | 0 | 0 | 0 | 0 | 0 | 0 | 0 | 0 | 0 | 0 | 0 | 0 | 0 | 0 | 0 | 0 | Organic SS, $/kg | 0 | 0 | 0 | 0 | 0 | 0 | 0 | 0 | 0 | 0 | 0 | 0 | 0 | 0 | 0 | 0
Total N, $/kg | 0 | 0 | 0 | 0 | 0 | 0 | 0 | 0 | 0 | 0 | 0 | 0 | 0 | 0 | 0 | 0 | Total N, $/kg | 0 | 0 | 0 | 0 | 0 | 0 | 0 | 0 | 0 | 0 | 0 | 0 | 0 | 0 | 0 | 0 | Total N, $/kg | 0 | 0 | 0 | 0 | 0 | 0 | 0 | 0 | 0 | 0 | 0 | 0 | 0 | 0 | 0 | 0
Total P, $/kg | 0 | 0 | 0 | 0 | 0 | 0 | 0 | 0 | 0 | 0 | 0 | 0 | 0 | 0 | 0 | 0 | Total P, $/kg | 0 | 0 | 0 | 0 | 0 | 0 | 0 | 0 | 0 | 0 | 0 | 0 | 0 | 0 | 0 | 0 | Total P, $/kg | 0 | 0 | 0 | 0 | 0 | 0 | 0 | 0 | 0 | 0 | 0 | 0 | 0 | 0 | 0 | 0
Total | 0 | 0 | 0 | 0 | 0 | 0 | 0 | 0 | 0 | 0 | 0 | 0 | 0 | 0 | 0 | 0 | Total | 0 | 0 | 0 | 0 | 0 | 0 | 0 | 0 | 0 | 0 | 0 | 0 | 0 | 0 | 0 | 0 | Total | 0 | 0 | 0 | 0 | 0 | 0 | 0 | 0 | 0 | 0 | 0 | 0 | 0 | 0 | 0 | 0
Domestic total | Yr 1 | Yr 2 | Yr 3 | Yr 4 | Yr 5 | Yr 6 | Yr 7 | Yr 8 | Yr 9 | Yr 10 | Yr 11 | Yr 12 | Yr 13 | Yr 14 | Yr 15 | Total | Domestic total | Yr 1 | Yr 2 | Yr 3 | Yr 4 | Yr 5 | Yr 6 | Yr 7 | Yr 8 | Yr 9 | Yr 10 | Yr 11 | Yr 12 | Yr 13 | Yr 14 | Yr 15 | Total | Domestic total | Yr 1 | Yr 2 | Yr 3 | Yr 4 | Yr 5 | Yr 6 | Yr 7 | Yr 8 | Yr 9 | Yr 10 | Yr 11 | Yr 12 | Yr 13 | Yr 14 | Yr 15 | Total
Flow, $/m3 | 642379.0671 | 1351740.5844 | 4465640.5717 | 2695312.7641 | 2760666.8765 | 4506814.0952 | 1774407.3333 | 2503989.0023 | 2717688.5996 | 3196218.7271 | 1029935.9814 | 1332500.4574 | 464771.3775 | 681419.5229 | 447014.4272 | 30570499.3877 | Flow, $/m3 | 64237.9067 | 199752.7069 | 646316.7641 | 915848.0405 | 1191914.7281 | 1642596.1376 | 1820036.871 | 2040284.8628 | 2342204.6312 | 2661826.5039 | 2686843.86 | 2698317.4409 | 2719886.0864 | 2327426.8147 | 2096061.5698 | 26053554.9244 | Flow, $/m3 | 21412.6356 | 66584.2356 | 215438.9214 | 305282.6802 | 397304.9094 | 547532.0459 | 606678.957 | 680094.9536 | 780734.8771 | 887275.5013 | 921606.7007 | 966023.3826 | 981515.7618 | 1004229.7459 | 1019130.2268 | 9400845.5347
BOD, $/kg | 493808.7223 | 785238.5041 | 89143.2695 | 159184.4098 | 987995.8579 | 1612912.3351 | 527125.2941 | 58646.7508 | 0 | 0 | 0 | 24862.5509 | 166333.7941 | 243868.4913 | 159978.8827 | 5309098.8625 | BOD, $/kg | 49380.8722 | 128018.8703 | 136933.1972 | 152851.6382 | 251651.224 | 412942.4575 | 465654.9869 | 471519.662 | 471519.662 | 471519.662 | 422024.6421 | 345987.0468 | 353706.0993 | 362174.5074 | 279372.8099 | 4775257.3378 | BOD, $/kg | 16460.2907 | 42672.9568 | 45644.3991 | 50950.5461 | 83883.7413 | 137647.4858 | 155218.329 | 157173.2207 | 157173.2207 | 157173.2207 | 157173.2207 | 158001.9724 | 163546.4322 | 171675.3819 | 177008.0113 | 1831402.4291
Inert SS, $/kg | 0 | 699.9397 | 699.9397 | 1249.8924 | 7757.5969 | 12664.3484 | 4138.9096 | 460.4856 | 0 | 0 | 0 | 195.2171 | 1306.0283 | 1914.8192 | 1256.1305 | 32343.3074 | Inert SS, $/kg | 0 | 69.994 | 139.9879 | 264.9772 | 1040.7369 | 2307.1717 | 2721.0627 | 2767.1112 | 2767.1112 | 2767.1112 | 2767.1112 | 2716.639 | 2777.2478 | 2843.7405 | 2193.5939 | 28143.5965 | Inert SS, $/kg | 0 | 23.3313 | 46.6626 | 88.3257 | 346.9123 | 769.0572 | 907.0209 | 922.3704 | 922.3704 | 922.3704 | 922.3704 | 928.8776 | 972.4119 | 1036.2392 | 1078.1102 | 9886.4308
Organic SS, $/kg | 0 | 11199.0357 | 11199.0357 | 19998.278 | 124121.5509 | 202629.5748 | 66222.554 | 7367.7694 | 0 | 0 | 0 | 3123.473 | 20896.4525 | 30637.1076 | 20098.0873 | 517492.9189 | Organic SS, $/kg | 0 | 1119.9036 | 2239.8071 | 4239.6349 | 16651.79 | 36914.7475 | 43537.0029 | 44273.7798 | 44273.7798 | 44273.7798 | 44273.7798 | 43466.2236 | 44435.9653 | 45499.8482 | 35097.5019 | 450297.5444 | Organic SS, $/kg | 0 | 373.3012 | 746.6024 | 1413.2116 | 5550.5967 | 12304.9158 | 14512.3343 | 14757.9266 | 14757.9266 | 14757.9266 | 14757.9266 | 14862.0424 | 15558.5908 | 16579.8277 | 17249.764 | 158182.8934
Total N, $/kg | 413374.632 | 219112.5636 | 31823.5475 | 56827.7634 | 352707.8746 | 575798.8529 | 188180.1838 | 20936.4955 | 0 | 0 | 0 | 8875.7634 | 59380.0455 | 87059.4108 | 57111.3849 | 2071188.5179 | Total N, $/kg | 41337.4632 | 64340.9119 | 67523.2667 | 73206.043 | 108476.8305 | 166056.7158 | 184874.7342 | 186968.3837 | 186968.3837 | 186968.3837 | 144538.7281 | 123515.0481 | 126270.6979 | 129293.8626 | 99734.2137 | 1890073.6669 | Total N, $/kg | 13779.1544 | 21446.9706 | 22507.7556 | 24402.0143 | 36158.9435 | 55352.2386 | 61624.9114 | 62322.7946 | 62322.7946 | 62322.7946 | 62322.7946 | 62618.6534 | 64597.9882 | 67499.9686 | 69403.6814 | 748683.4582
Total P, $/kg | 422308.1198 | 652620.3176 | 15384.9871 | 27473.1913 | 170515.4368 | 278368.0207 | 90975.0776 | 10121.6784 | 0 | 0 | 0 | 4290.958 | 28707.0835 | 42088.5796 | 27610.3071 | 1770463.7574 | Total P, $/kg | 42230.812 | 107744.3871 | 109282.8858 | 112030.205 | 129081.7486 | 156918.5507 | 166016.0585 | 167028.2263 | 167028.2263 | 167028.2263 | 124545.8709 | 59712.935 | 61045.1446 | 62506.6835 | 48216.1705 | 1680416.1311 | Total P, $/kg | 14076.9373 | 35914.7957 | 36427.6286 | 37343.4017 | 43027.2495 | 52306.1836 | 55338.6862 | 55676.0754 | 55676.0754 | 55676.0754 | 55676.0754 | 55819.1074 | 56776.0102 | 58178.9628 | 59099.3064 | 727012.571
Total | 1971870.5411 | 3020610.9451 | 4613891.3512 | 2960046.2989 | 4403765.1937 | 7189187.227 | 2651049.3525 | 2601522.182 | 2717688.5996 | 3196218.7271 | 1029935.9814 | 1373848.4198 | 741394.7814 | 1086987.9314 | 713069.2197 | 40271086.7517 | Total | 197187.0541 | 501046.7738 | 962435.9089 | 1258440.5388 | 1698817.0581 | 2417735.7808 | 2682840.7161 | 2912842.0259 | 3214761.7943 | 3534383.667 | 3424993.9923 | 3273715.3333 | 3308121.2413 | 2929745.457 | 2560675.8596 | 34877743.2012 | Total | 65729.018 | 167015.5913 | 320811.9696 | 419480.1796 | 566272.3527 | 805911.9269 | 894280.2387 | 970947.3413 | 1071587.2648 | 1178127.889 | 1212459.0884 | 1258254.0357 | 1282967.1951 | 1319200.1261 | 1342969.1001 | 12876013.3173
Total | Yr 1 | Yr 2 | Yr 3 | Yr 4 | Yr 5 | Yr 6 | Yr 7 | Yr 8 | Yr 9 | Yr 10 | Yr 11 | Yr 12 | Yr 13 | Yr 14 | Yr 15 | Total | Total | Yr 1 | Yr 2 | Yr 3 | Yr 4 | Yr 5 | Yr 6 | Yr 7 | Yr 8 | Yr 9 | Yr 10 | Yr 11 | Yr 12 | Yr 13 | Yr 14 | Yr 15 | Total | Total | Yr 1 | Yr 2 | Yr 3 | Yr 4 | Yr 5 | Yr 6 | Yr 7 | Yr 8 | Yr 9 | Yr 10 | Yr 11 | Yr 12 | Yr 13 | Yr 14 | Yr 15 | Total
Flow, $/m3 | 737377.713 | 1543456.552 | 5098997.7506 | 3077586.1829 | 3152209.4014 | 5146010.8722 | 2026069.6883 | 2859127.17 | 3103135.56 | 3649535.12 | 1176010.7354 | 1521487.6177 | 530689.4208 | 778064.5484 | 510414.0206 | 34910172.3533 | Flow, $/m3 | 73737.7713 | 228083.4265 | 737983.2016 | 1045741.8198 | 1360962.76 | 1875563.8472 | 2078170.816 | 2329656.3526 | 2674397.089 | 3039350.601 | 3067916.1429 | 3081017.0099 | 3105644.7141 | 2657523.3502 | 2393343.8121 | 29749092.7142 | Flow, $/m3 | 24579.2571 | 76027.8088 | 245994.4005 | 348580.6066 | 453654.2533 | 625187.9491 | 692723.6053 | 776552.1167 | 891465.6963 | 1013116.867 | 1052317.2249 | 1103033.4788 | 1120723.1261 | 1146658.6111 | 1163672.4118 | 10734287.4136
BOD, $/kg | 803759.2931 | 1275430.696 | 144791.7564 | 258556.7079 | 1604761.1498 | 2619787.3531 | 856187.9955 | 95257.512 | 0 | 0 | 0 | 40383.2218 | 270169.1597 | 396105.5883 | 259847.1378 | 8625037.5714 | BOD, $/kg | 80375.9293 | 207935.8004 | 222414.976 | 248270.6468 | 408746.7618 | 670725.4971 | 756344.2966 | 765870.0478 | 765870.0478 | 765870.0478 | 685477.3171 | 561972.5697 | 574510.31 | 588265.198 | 453773.7968 | 7756423.243 | BOD, $/kg | 26791.9764 | 69311.9335 | 74138.3253 | 82756.8823 | 136248.9206 | 223575.1657 | 252114.7655 | 255290.0159 | 255290.0159 | 255290.0159 | 255290.0159 | 256636.1233 | 265641.762 | 278845.2816 | 287506.8529 | 2974728.0529
Inert SS, $/kg | 0 | 827.3815 | 827.3815 | 1477.4669 | 9170.0637 | 14970.2134 | 4892.5028 | 544.3286 | 0 | 0 | 0 | 230.7613 | 1543.8238 | 2263.4605 | 1484.8408 | 38232.2248 | Inert SS, $/kg | 0 | 82.7381 | 165.4763 | 313.223 | 1230.2294 | 2727.2507 | 3216.501 | 3270.9338 | 3270.9338 | 3270.9338 | 3270.9338 | 3211.2718 | 3282.9161 | 3361.5154 | 2592.9931 | 33267.8503 | Inert SS, $/kg | 0 | 27.5794 | 55.1588 | 104.4077 | 410.0765 | 909.0836 | 1072.167 | 1090.3113 | 1090.3113 | 1090.3113 | 1090.3113 | 1098.0033 | 1149.4641 | 1224.9128 | 1274.4075 | 11686.5057
Organic SS, $/kg | 0 | 13238.1034 | 13238.1034 | 23639.4704 | 146721.0194 | 239523.4151 | 78280.0453 | 8709.2582 | 0 | 0 | 0 | 3692.1803 | 24701.1803 | 36215.3681 | 23757.4526 | 611715.5967 | Organic SS, $/kg | 0 | 1323.8103 | 2647.6207 | 5011.5677 | 19683.6697 | 43636.0112 | 51464.0157 | 52334.9415 | 52334.9415 | 52334.9415 | 52334.9415 | 51380.3492 | 52526.6569 | 53784.2467 | 41487.89 | 532285.6043 | Organic SS, $/kg | 0 | 441.2701 | 882.5402 | 1670.5226 | 6561.2232 | 14545.3371 | 17154.6719 | 17444.9805 | 17444.9805 | 17444.9805 | 17444.9805 | 17568.0532 | 18391.4259 | 19598.6048 | 20390.5199 | 186984.0909
Total N, $/kg | 610886.2522 | 320440.2074 | 46540.2074 | 83107.5133 | 515816.0839 | 842074.5064 | 275203.2843 | 30618.486 | 0 | 0 | 0 | 12980.3213 | 86840.087 | 127319.6534 | 83522.2943 | 3035348.8968 | Total N, $/kg | 61088.6252 | 94095.0844 | 98749.1052 | 107059.8565 | 158641.4649 | 242848.9155 | 270369.2439 | 273431.0925 | 273431.0925 | 273431.0925 | 211380.0289 | 180634.0402 | 184664.0282 | 189085.2422 | 145855.8633 | 2764764.776 | Total N, $/kg | 20362.8751 | 31365.0281 | 32916.3684 | 35686.6188 | 52880.4883 | 80949.6385 | 90123.0813 | 91143.6975 | 91143.6975 | 91143.6975 | 91143.6975 | 91576.3749 | 94471.0445 | 98715.0329 | 101499.1094 | 1095120.4502
Total P, $/kg | 571159.2931 | 877423.4762 | 20684.5366 | 36936.6726 | 229251.5928 | 374255.3362 | 122312.5708 | 13608.216 | 0 | 0 | 0 | 5769.0317 | 38595.5942 | 56586.5126 | 37121.0197 | 2383703.8525 | Total P, $/kg | 57115.9293 | 144858.2769 | 146926.7306 | 150620.3978 | 173545.5571 | 210971.0907 | 223202.3478 | 224563.1694 | 224563.1694 | 224563.1694 | 167447.2401 | 80281.7957 | 82072.9014 | 84037.8854 | 64824.8281 | 2259594.4894 | Total P, $/kg | 19038.6431 | 48286.0923 | 48975.5769 | 50206.7993 | 57848.519 | 70323.6969 | 74400.7826 | 74854.3898 | 74854.3898 | 74854.3898 | 74854.3898 | 75046.6909 | 76333.2107 | 78219.4278 | 79456.7951 | 977553.7937
Total | 2723182.5513 | 4030816.4166 | 5325079.736 | 3481304.0139 | 5657929.3111 | 9236621.6965 | 3362946.087 | 3007864.9709 | 3103135.56 | 3649535.12 | 1176010.7354 | 1584543.134 | 952539.2658 | 1396555.1312 | 916146.7657 | 49604210.4954 | Total | 272318.2551 | 676379.1367 | 1208887.1103 | 1557017.5117 | 2122810.4428 | 3046472.6124 | 3382767.2211 | 3649126.5378 | 3993867.2742 | 4358820.7862 | 4187826.6044 | 3958497.0365 | 4002701.5267 | 3576057.4379 | 3101879.1834 | 43095428.6773 | Total | 90772.7517 | 225459.7122 | 402962.3701 | 519005.8372 | 707603.4809 | 1015490.8708 | 1127589.0737 | 1216375.5118 | 1331289.0914 | 1452940.2621 | 1492140.6199 | 1544958.7244 | 1576710.0333 | 1623261.871 | 1653800.0965 | 15980360.307
| 0 | 0 | 0 | 0 | 0 | 0 | 0 | 0 | 0 | 0 | 0 | 0 | 0 | 0 | 0
| Yr 1 | Yr 2 | Yr 3 | Yr 4 | Yr 5 | Yr 6 | Yr 7 | Yr 8 | Yr 9 | Yr 10 | Yr 11 | Yr 12 | Yr 13 | Yr 14 | Yr 15 | Total
Flow, $/m3 | 10081.4133 | 10081.4133 | 10081.4133 | 10081.4133 | 10081.4133 | 10081.4133 | 10081.4133 | 10081.4133 | 10081.4133 | 10081.4133 | 10081.4133 | 10081.4133 | 10081.4133 | 10081.4133 | 10081.4133 | 151221.2
BOD, $/kg | 109404.9255 | 109404.9255 | 109404.9255 | 109404.9255 | 109404.9255 | 109404.9255 | 109404.9255 | 109404.9255 | 109404.9255 | 109404.9255 | 109404.9255 | 109404.9255 | 109404.9255 | 109404.9255 | 109404.9255 | 1641073.8832
Inert SS, $/kg | 6510.5332 | 6510.5332 | 6510.5332 | 6510.5332 | 6510.5332 | 6510.5332 | 6510.5332 | 6510.5332 | 6510.5332 | 6510.5332 | 6510.5332 | 6510.5332 | 6510.5332 | 6510.5332 | 6510.5332 | 97657.998
Organic SS, $/kg | 3582.5156 | 3582.5156 | 3582.5156 | 3582.5156 | 3582.5156 | 3582.5156 | 3582.5156 | 3582.5156 | 3582.5156 | 3582.5156 | 3582.5156 | 3582.5156 | 3582.5156 | 3582.5156 | 3582.5156 | 53737.7343
Total N, $/kg | 23356.7371 | 23356.7371 | 23356.7371 | 23356.7371 | 23356.7371 | 23356.7371 | 23356.7371 | 23356.7371 | 23356.7371 | 23356.7371 | 23356.7371 | 23356.7371 | 23356.7371 | 23356.7371 | 23356.7371 | 350351.0565
Total P, $/kg | 6672.1787 | 6672.1787 | 6672.1787 | 6672.1787 | 6672.1787 | 6672.1787 | 6672.1787 | 6672.1787 | 6672.1787 | 6672.1787 | 6672.1787 | 6672.1787 | 6672.1787 | 6672.1787 | 6672.1787 | 100082.6802
Total | 159608.3035 | 159608.3035 | 159608.3035 | 159608.3035 | 159608.3035 | 159608.3035 | 159608.3035 | 159608.3035 | 159608.3035 | 159608.3035 | 159608.3035 | 159608.3035 | 159608.3035 | 159608.3035 | 159608.3035 | 2394124.5522
| Yr 1 | Yr 2 | Yr 3 | Yr 4 | Yr 5 | Yr 6 | Yr 7 | Yr 8 | Yr 9 | Yr 10 | Yr 11 | Yr 12 | Yr 13 | Yr 14 | Yr 15
Flow, $/m3 | 2908.464 | 2908.464 | 2908.464 | 2908.464 | 2908.464 | 2908.464 | 2908.464 | 2908.464 | 2908.464 | 2908.464 | 2908.464 | 2908.464 | 2908.464 | 2908.464 | 2908.464 | 43626.96
BOD, $/kg | 50238.0655 | 50238.0655 | 50238.0655 | 50238.0655 | 50238.0655 | 50238.0655 | 50238.0655 | 50238.0655 | 50238.0655 | 50238.0655 | 50238.0655 | 50238.0655 | 50238.0655 | 50238.0655 | 50238.0655 | 753570.9825
Inert SS, $/kg | 437.0652 | 437.0652 | 437.0652 | 437.0652 | 437.0652 | 437.0652 | 437.0652 | 437.0652 | 437.0652 | 437.0652 | 437.0652 | 437.0652 | 437.0652 | 437.0652 | 437.0652 | 6555.9786
Organic SS, $/kg | 240.5015 | 240.5015 | 240.5015 | 240.5015 | 240.5015 | 240.5015 | 240.5015 | 240.5015 | 240.5015 | 240.5015 | 240.5015 | 240.5015 | 240.5015 | 240.5015 | 240.5015 | 3607.5226
Total N, $/kg | 12382.9709 | 12382.9709 | 12382.9709 | 12382.9709 | 12382.9709 | 12382.9709 | 12382.9709 | 12382.9709 | 12382.9709 | 12382.9709 | 12382.9709 | 12382.9709 | 12382.9709 | 12382.9709 | 12382.9709 | 185744.5635
Total P, $/kg | 7602.3752 | 7602.3752 | 7602.3752 | 7602.3752 | 7602.3752 | 7602.3752 | 7602.3752 | 7602.3752 | 7602.3752 | 7602.3752 | 7602.3752 | 7602.3752 | 7602.3752 | 7602.3752 | 7602.3752 | 114035.6285
Total | 73809.4424 | 73809.4424 | 73809.4424 | 73809.4424 | 73809.4424 | 73809.4424 | 73809.4424 | 73809.4424 | 73809.4424 | 73809.4424 | 73809.4424 | 73809.4424 | 73809.4424 | 73809.4424 | 73809.4424 | 1107141.6357
| Yr 1 | Yr 2 | Yr 3 | Yr 4 | Yr 5 | Yr 6 | Yr 7 | Yr 8 | Yr 9 | Yr 10 | Yr 11 | Yr 12 | Yr 13 | Yr 14 | Yr 15
Flow, $/m3 | 2557.0201 | 2557.0201 | 2557.0201 | 2557.0201 | 2557.0201 | 2557.0201 | 2557.0201 | 2557.0201 | 2557.0201 | 2557.0201 | 2557.0201 | 2557.0201 | 2557.0201 | 2557.0201 | 2557.0201 | 38355.3016
BOD, $/kg | 13121.7809 | 13121.7809 | 13121.7809 | 13121.7809 | 13121.7809 | 13121.7809 | 13121.7809 | 13121.7809 | 13121.7809 | 13121.7809 | 13121.7809 | 13121.7809 | 13121.7809 | 13121.7809 | 13121.7809 | 196826.7137
Inert SS, $/kg | 636.4588 | 636.4588 | 636.4588 | 636.4588 | 636.4588 | 636.4588 | 636.4588 | 636.4588 | 636.4588 | 636.4588 | 636.4588 | 636.4588 | 636.4588 | 636.4588 | 636.4588 | 9546.8819
Organic SS, $/kg | 350.2207 | 350.2207 | 350.2207 | 350.2207 | 350.2207 | 350.2207 | 350.2207 | 350.2207 | 350.2207 | 350.2207 | 350.2207 | 350.2207 | 350.2207 | 350.2207 | 350.2207 | 5253.3107
Total N, $/kg | 2732.0005 | 2732.0005 | 2732.0005 | 2732.0005 | 2732.0005 | 2732.0005 | 2732.0005 | 2732.0005 | 2732.0005 | 2732.0005 | 2732.0005 | 2732.0005 | 2732.0005 | 2732.0005 | 2732.0005 | 40980.0076
Total P, $/kg | 1015.6157 | 1015.6157 | 1015.6157 | 1015.6157 | 1015.6157 | 1015.6157 | 1015.6157 | 1015.6157 | 1015.6157 | 1015.6157 | 1015.6157 | 1015.6157 | 1015.6157 | 1015.6157 | 1015.6157 | 15234.2357
Total | 20413.0967 | 20413.0967 | 20413.0967 | 20413.0967 | 20413.0967 | 20413.0967 | 20413.0967 | 20413.0967 | 20413.0967 | 20413.0967 | 20413.0967 | 20413.0967 | 20413.0967 | 20413.0967 | 20413.0967 | 306196.4512
| Yr 1 | Yr 2 | Yr 3 | Yr 4 | Yr 5 | Yr 6 | Yr 7 | Yr 8 | Yr 9 | Yr 10 | Yr 11 | Yr 12 | Yr 13 | Yr 14 | Yr 15
Flow, $/m3 | 7365.4286 | 7365.4286 | 7365.4286 | 7365.4286 | 7365.4286 | 7365.4286 | 7365.4286 | 7365.4286 | 7365.4286 | 7365.4286 | 7365.4286 | 7365.4286 | 7365.4286 | 7365.4286 | 7365.4286 | 110481.4286
BOD, $/kg | 21062.2322 | 21062.2322 | 21062.2322 | 21062.2322 | 21062.2322 | 21062.2322 | 21062.2322 | 21062.2322 | 21062.2322 | 21062.2322 | 21062.2322 | 21062.2322 | 21062.2322 | 21062.2322 | 21062.2322 | 315933.4829
Inert SS, $/kg | 13398.4523 | 13398.4523 | 13398.4523 | 13398.4523 | 13398.4523 | 13398.4523 | 13398.4523 | 13398.4523 | 13398.4523 | 13398.4523 | 13398.4523 | 13398.4523 | 13398.4523 | 13398.4523 | 13398.4523 | 200976.7848
Organic SS, $/kg | 7372.6933 | 7372.6933 | 7372.6933 | 7372.6933 | 7372.6933 | 7372.6933 | 7372.6933 | 7372.6933 | 7372.6933 | 7372.6933 | 7372.6933 | 7372.6933 | 7372.6933 | 7372.6933 | 7372.6933 | 110590.4001
Total N, $/kg | 7851.82 | 7851.82 | 7851.82 | 7851.82 | 7851.82 | 7851.82 | 7851.82 | 7851.82 | 7851.82 | 7851.82 | 7851.82 | 7851.82 | 7851.82 | 7851.82 | 7851.82 | 117777.2999
Total P, $/kg | 4614.6915 | 4614.6915 | 4614.6915 | 4614.6915 | 4614.6915 | 4614.6915 | 4614.6915 | 4614.6915 | 4614.6915 | 4614.6915 | 4614.6915 | 4614.6915 | 4614.6915 | 4614.6915 | 4614.6915 | 69220.373
Total | 61665.3179 | 61665.3179 | 61665.3179 | 61665.3179 | 61665.3179 | 61665.3179 | 61665.3179 | 61665.3179 | 61665.3179 | 61665.3179 | 61665.3179 | 61665.3179 | 61665.3179 | 61665.3179 | 61665.3179 | 924979.7692
| Yr 1 | Yr 2 | Yr 3 | Yr 4 | Yr 5 | Yr 6 | Yr 7 | Yr 8 | Yr 9 | Yr 10 | Yr 11 | Yr 12 | Yr 13 | Yr 14 | Yr 15
Flow, $/m3 | 8210.8923 | 8210.8923 | 8210.8923 | 8210.8923 | 8210.8923 | 8210.8923 | 8210.8923 | 8210.8923 | 8210.8923 | 8210.8923 | 8210.8923 | 8210.8923 | 8210.8923 | 8210.8923 | 8210.8923 | 123163.3842
BOD, $/kg | 85725.8788 | 85725.8788 | 85725.8788 | 85725.8788 | 85725.8788 | 85725.8788 | 85725.8788 | 85725.8788 | 85725.8788 | 85725.8788 | 85725.8788 | 85725.8788 | 85725.8788 | 85725.8788 | 85725.8788 | 1285888.1821
Inert SS, $/kg | 5228.4615 | 5228.4615 | 5228.4615 | 5228.4615 | 5228.4615 | 5228.4615 | 5228.4615 | 5228.4615 | 5228.4615 | 5228.4615 | 5228.4615 | 5228.4615 | 5228.4615 | 5228.4615 | 5228.4615 | 78426.9224
Organic SS, $/kg | 2877.037 | 2877.037 | 2877.037 | 2877.037 | 2877.037 | 2877.037 | 2877.037 | 2877.037 | 2877.037 | 2877.037 | 2877.037 | 2877.037 | 2877.037 | 2877.037 | 2877.037 | 43155.5552
Total N, $/kg | 14610.8112 | 14610.8112 | 14610.8112 | 14610.8112 | 14610.8112 | 14610.8112 | 14610.8112 | 14610.8112 | 14610.8112 | 14610.8112 | 14610.8112 | 14610.8112 | 14610.8112 | 14610.8112 | 14610.8112 | 219162.1683
Total P, $/kg | 10311.6781 | 10311.6781 | 10311.6781 | 10311.6781 | 10311.6781 | 10311.6781 | 10311.6781 | 10311.6781 | 10311.6781 | 10311.6781 | 10311.6781 | 10311.6781 | 10311.6781 | 10311.6781 | 10311.6781 | 154675.1709
Total | 126964.7589 | 126964.7589 | 126964.7589 | 126964.7589 | 126964.7589 | 126964.7589 | 126964.7589 | 126964.7589 | 126964.7589 | 126964.7589 | 126964.7589 | 126964.7589 | 126964.7589 | 126964.7589 | 126964.7589 | 1904471.3832
| Yr 1 | Yr 2 | Yr 3 | Yr 4 | Yr 5 | Yr 6 | Yr 7 | Yr 8 | Yr 9 | Yr 10 | Yr 11 | Yr 12 | Yr 13 | Yr 14 | Yr 15
Flow, $/m3 | 327.756 | 327.756 | 327.756 | 327.756 | 327.756 | 327.756 | 327.756 | 327.756 | 327.756 | 327.756 | 327.756 | 327.756 | 327.756 | 327.756 | 327.756 | 4916.34
BOD, $/kg
Inert SS, $/kg
Organic SS, $/kg
Total N, $/kg
Total P, $/kg
Total | 327.756 | 327.756 | 327.756 | 327.756 | 327.756 | 327.756 | 327.756 | 327.756 | 327.756 | 327.756 | 327.756 | 327.756 | 327.756 | 327.756 | 327.756 | 4916.34
Trader total | Yr 1 | Yr 2 | Yr 3 | Yr 4 | Yr 5 | Yr 6 | Yr 7 | Yr 8 | Yr 9 | Yr 10 | Yr 11 | Yr 12 | Yr 13 | Yr 14 | Yr 15
Flow, $/m3 | 31450.9743 | 31450.9743 | 31450.9743 | 31450.9743 | 31450.9743 | 31450.9743 | 31450.9743 | 31450.9743 | 31450.9743 | 31450.9743 | 31450.9743 | 31450.9743 | 31450.9743 | 31450.9743 | 31450.9743 | 471764.6144
BOD, $/kg | 279552.883 | 279552.883 | 279552.883 | 279552.883 | 279552.883 | 279552.883 | 279552.883 | 279552.883 | 279552.883 | 279552.883 | 279552.883 | 279552.883 | 279552.883 | 279552.883 | 279552.883 | 4193293.2444
Inert SS, $/kg | 26210.971 | 26210.971 | 26210.971 | 26210.971 | 26210.971 | 26210.971 | 26210.971 | 26210.971 | 26210.971 | 26210.971 | 26210.971 | 26210.971 | 26210.971 | 26210.971 | 26210.971 | 393164.5657
Organic SS, $/kg | 14422.9682 | 14422.9682 | 14422.9682 | 14422.9682 | 14422.9682 | 14422.9682 | 14422.9682 | 14422.9682 | 14422.9682 | 14422.9682 | 14422.9682 | 14422.9682 | 14422.9682 | 14422.9682 | 14422.9682 | 216344.5229
Total N, $/kg | 60934.3397 | 60934.3397 | 60934.3397 | 60934.3397 | 60934.3397 | 60934.3397 | 60934.3397 | 60934.3397 | 60934.3397 | 60934.3397 | 60934.3397 | 60934.3397 | 60934.3397 | 60934.3397 | 60934.3397 | 914015.0958
Total P, $/kg | 30216.5392 | 30216.5392 | 30216.5392 | 30216.5392 | 30216.5392 | 30216.5392 | 30216.5392 | 30216.5392 | 30216.5392 | 30216.5392 | 30216.5392 | 30216.5392 | 30216.5392 | 30216.5392 | 30216.5392 | 453248.0884
Total | 442788.6754 | 442788.6754 | 442788.6754 | 442788.6754 | 442788.6754 | 442788.6754 | 442788.6754 | 442788.6754 | 442788.6754 | 442788.6754 | 442788.6754 | 442788.6754 | 442788.6754 | 442788.6754 | 442788.6754 | 6641830.1316
same | 442788.6754 | 442788.6754 | 442788.6754 | 442788.6754 | 442788.6754 | 442788.6754 | 442788.6754 | 442788.6754 | 442788.6754 | 442788.6754 | 442788.6754 | 442788.6754 | 442788.6754 | 442788.6754 | 442788.6754 | 6641830.1316
10 | 442788.6754 | 442788.6754 | 442788.6754 | 442788.6754 | 442788.6754 | 442788.6754 | 442788.6754 | 442788.6754 | 442788.6754 | 442788.6754 | 442788.6754 | 442788.6754 | 442788.6754 | 442788.6754 | 442788.6754 | 6641830.1316
30 | 442788.6754 | 442788.6754 | 442788.6754 | 442788.6754 | 442788.6754 | 442788.6754 | 442788.6754 | 442788.6754 | 442788.6754 | 442788.6754 | 442788.6754 | 442788.6754 | 442788.6754 | 442788.6754 | 442788.6754 | 6641830.1316
same | [15 empty] | 0% | bar: Yr 1 to Yr 15
10 | [15 empty] | 0% | bar: Yr 1 to Yr 15
30 | [15 empty] | 0% | bar: Yr 1 to Yr 15
same 75% | [15 empty] | 0% | bar: Yr 1 to Yr 15
10 | [15 empty] | 0% | bar: Yr 1 to Yr 15
30 | [15 empty] | 0% | bar: Yr 1 to Yr 15
same 50% | [15 empty] | 0% | bar: Yr 1 to Yr 15
10 | [15 empty] | 0% | bar: Yr 1 to Yr 15
30 | [15 empty] | 0% | bar: Yr 1 to Yr 15
same 25% | [15 empty] | 0% | bar: Yr 1 to Yr 15
10 | [15 empty] | 0% | bar: Yr 1 to Yr 15
30 | [15 empty] | 0% | bar: Yr 1 to Yr 15
| 1 | 2 | 3 | 4 | 5 | 6 | 7 | 8 | 9 | 10 | 11 | 12 | 13 | 14 | 15 | Total
| 0 | 0 | 0 | 0 | 0 | 0 | 0 | 0 | 0 | 0 | 0 | 0 | 0 | 0 | 0 | 0
| 0 | 0 | 0 | 0 | 0 | 0 | 0 | 0 | 0 | 0 | 0 | 0 | 0 | 0 | 0 | 0
0.34 | 0 | 0 | 0 | 0 | 0 | 0 | 0 | 0 | 0 | 0 | 0 | 0 | 0 | 0 | 0
0.28 | 0 | 0 | 0 | 0 | 0 | 0 | 0 | 0 | 0 | 0 | 0 | 0 | 0 | 0 | 0
0.17 | 0 | 0 | 0 | 0 | 0 | 0 | 0 | 0 | 0 | 0 | 0 | 0 | 0 | 0 | 0
0.14 | 0 | 0 | 0 | 0 | 0 | 0 | 0 | 0 | 0 | 0 | 0 | 0 | 0 | 0 | 0
0.06 | 0 | 0 | 0 | 0 | 0 | 0 | 0 | 0 | 0 | 0 | 0 | 0 | 0 | 0 | 0
0.01 | 0 | 0 | 0 | 0 | 0 | 0 | 0 | 0 | 0 | 0 | 0 | 0 | 0 | 0 | 0
0.34 | 0 | 0 | 0 | 0 | 0 | 0 | 0 | 0 | 0 | 0 | 0 | 0 | 0 | 0 | 0
0.28 | 0 | 0 | 0 | 0 | 0 | 0 | 0 | 0 | 0 | 0 | 0 | 0 | 0 | 0 | 0
0.17 | 0 | 0 | 0 | 0 | 0 | 0 | 0 | 0 | 0 | 0 | 0 | 0 | 0 | 0 | 0
0.14 | 0 | 0 | 0 | 0 | 0 | 0 | 0 | 0 | 0 | 0 | 0 | 0 | 0 | 0 | 0
0.06 | 0 | 0 | 0 | 0 | 0 | 0 | 0 | 0 | 0 | 0 | 0 | 0 | 0 | 0 | 0
0.01 | 0 | 0 | 0 | 0 | 0 | 0 | 0 | 0 | 0 | 0 | 0 | 0 | 0 | 0 | 0

## rev summary
1 | Revenue | Scenario 1: Waipukurau and Waipawa Traders Separate until treated at Waipawa (15 yr project)
|  | 2021 | 2022 | 2023 | 2024 | 2025 | 2026 | 2027 | 2028 | 2029 | 2030 | 2031 | 2032 | 2033 | 2034 | 2035
| CHBDC Capex | 3197634 | 3807571 | 5112854 | 3425222 | 5459714 | 8046058 | 3178556 | 2787114 | 2843494 | 3311865 | 1056890 | 1411926 | 850478 | 1234872 | 802255 | 46526503
a | Same Year | 765181.1566 | 1022002.8676 | 916753.6758 | 648522.8501 | 1409508.8109 | 2301036.1121 | 786555.7791 | 351750.2131 | 311337.08 | 366157.258 | 192862.5427 | 445880.4273 | 432701.4729 | 634400.5795 | 415384.5678 | 11000035.3935
b | 10 yr | 74796.7628 | 176114.1253 | 267789.4929 | 332641.7779 | 473592.659 | 703696.2702 | 782351.8481 | 1011947.2859 | 848660.5774 | 885276.3032 | 725759.8744 | 670530.8652 | 701083.5277 | 712584.6433 | 613250.74 | 8980076.7533
c | 30 yr | 24932.2543 | 58704.7084 | 89263.1643 | 110880.5926 | 157864.2197 | 234565.4234 | 260783.9494 | 262986.5838 | 282886.8591 | 295092.1011 | 301520.8525 | 316383.5334 | 330806.9158 | 351953.6018 | 365825.9278 | 3444450.6874 | at 15 years
2 | Revenue | Scenario 1: Waipukurau and Waipawa Traders Separate until treated at Waipawa (15 yr project) 2021: Scenario 2: All Traders Together (15 yr project)
|  | 2021 | 2022 | 2023 | 2024 | 2025 | 2026 | 2027 | 2028 | 2029 | 2030 | 2031 | 2032 | 2033 | 2034 | 2035
| CHBDC Capex | 3197634 | 3807571 | 5112854 | 3425222 | 5459714 | 8046058 | 3178556 | 2787114 | 2843494 | 3311865 | 1056890 | 1411926 | 850478 | 1234872 | 802255 | 46526503
a | Same Year | 751312.0102 | 1010205.4715 | 711188.3848 | 521257.7151 | 1254164.1174 | 2047434.4695 | 711896.7346 | 406342.7889 | 385446.9604 | 453316.3929 | 146074.7539 | 210694.7141 | 211144.4845 | 309567.1998 | 203077.546 | 9333123.7437
b | 10 yr | 75131.201 | 175332.3629 | 246451.2014 | 298576.9729 | 423993.3846 | 628736.8316 | 699926.5051 | 736284.5118 | 779105.48 | 824437.1193 | 762832.6121 | 684781.7032 | 694580.2854 | 646311.981 | 541203.3238 | 8217685.4761
c | 30 yr | 25043.7337 | 58444.121 | 82150.4005 | 99525.6576 | 141331.1282 | 209578.9439 | 233308.835 | 245428.1705 | 259701.8267 | 274812.3731 | 279681.5316 | 286704.6887 | 293742.8382 | 304061.7448 | 310830.9964 | 3104346.9898 | at 15 years
3 | Revenue | Scenario 2: All Traders Together (15 yr project) 2021: Scenario 3: Waipukurau and Waipawa Traders Separate until treated at Waipawa (10 year project)
|  | 2021 | 2022 | 2023 | 2024 | 2025 | 2026 | 2027 | 2028 | 2029 | 2030
| CHBDC Capex | 4496141 | 4091638 | 5401419 | 6031901 | 4100748 | 4100748 | 8008170 | 5323055 | 5323055 | 939363 | 47816238
a | Same Year
b | 10 yr
c | 30 yr
4 | Revenue | Scenario 3: Waipukurau and Waipawa Traders Separate until treated at Waipawa (10 year project) 2021: Scenario 4: All Traders Together (10 year project)
|  | 2021 | 2022 | 2023 | 2024 | 2025 | 2026 | 2027 | 2028 | 2029 | 2030
| CHBDC Capex | 4496141 | 4091638 | 5401419 | 6031901 | 4100748 | 4100748 | 8008170 | 5323055 | 5323055 | 939363 | 47816238
a | Same Year
b | 10 yr
c | 30 yr
|  | 3.1976 | 3.8076 | 5.1129 | 3.4252 | 5.4597 | 8.0461 | 3.1786 | 2.7871 | 2.8435 | 3.3119 | 1.0569 | 1.4119 | 0.85048 | 1.2349 | 0.80226
|  | 4.4961 | 4.0916 | 5.4014 | 6.0319 | 4.1007 | 4.1007 | 8.0082 | 5.3231 | 5.3231 | 0.93936
|  | 1 | 2 | 3 | 4 | 5 | 6 | 7 | 8 | 9 | 10 | 11 | 12 | 13 | 14 | 15

## Revenue W&W 15
Charges
CAPEX charged in year it occurs
CAPEX Charges 0 Years | [17 empty] | Flow | TSS | BOD | TN | TP
WPA & WPA | Yr 1 | Yr 2 | Yr 3 | Yr 4 | Yr 5 | Yr 6 | Yr 7 | Yr 8 | Yr 9 | Yr 10 | Yr 11 | Yr 12 | Yr 13 | Yr 14 | Yr 15 |  | ANNUAL LOAD | m3/yr | kg/yr | kg/yr | kg/yr | kg/yr
Flow, $/m3 | 0.78534 | 1.5849 | 5.2359 | 3.1602 | 3.2368 | 5.2841 | 2.0805 | 2.9359 | 3.1864 | 3.7475 | 1.2076 | 1.5623 | 0.54493 | 0.79895 | 0.52411 |  |  | 38774.6667 | 17223.6328 | 55535.4952 | 7917.538 | 682.9251
BOD, $/kg | 2.1842 | 3.4544 | 0.39215 | 0.70027 | 4.3463 | 7.0954 | 2.3189 | 0.25799 | 0 | 0 | 0 | 0.10937 | 0.73172 | 1.0728 | 0.70377 |  |  | 11186.4 | 1156.2572 | 25501.5561 | 4197.6173 | 778.1346
Inert SS, $/kg | 0 | 0.0091895 | 0.0091895 | 0.01641 | 0.10185 | 0.16627 | 0.05434 | 0.0060457 | 0 | 0 | 0 | 0.002563 | 0.017147 | 0.02514 | 0.016492 |  |  | 9834.6927 | 1683.7534 | 6660.8025 | 926.1019 | 103.9525
Organic SS, $/kg | 0 | 0.036758 | 0.036758 | 0.065639 | 0.4074 | 0.66508 | 0.21736 | 0.024183 | 0 | 0 | 0 | 0.010252 | 0.068587 | 0.10056 | 0.065967 |  |  | 1260.6 | 0 | 0 | 0 | 0
Total N, $/kg | 9.5621 | 4.9056 | 0.71247 | 1.2723 | 7.8965 | 12.8911 | 4.213 | 0.46873 | 0 | 0 | 0 | 0.19871 | 1.3294 | 1.9491 | 1.2786 |  |  | 28328.5714 | 35445.6411 | 10691.4884 | 2661.6339 | 472.3328
Total P, $/kg | 48.1285 | 72.6862 | 1.7135 | 3.0599 | 18.9913 | 31.0035 | 10.1324 | 1.1273 | 0 | 0 | 0 | 0.47791 | 3.1973 | 4.6877 | 3.0751 |  |  | 31580.3549 | 13831.9087 | 43515.6745 | 4952.8174 | 1055.443
[17 empty] | Total trader load | 120965.2857 | 69341.1932 | 141905.0167 | 20655.7084 | 3092.788
loan period 10 years
CAPEX Charges 10 Years
WPA & WPA | Yr 1 | Yr 2 | Yr 3 | Yr 4 | Yr 5 | Yr 6 | Yr 7 | Yr 8 | Yr 9 | Yr 10 | Yr 11 | Yr 12 | Yr 13 | Yr 14 | Yr 15
Flow, $/m3 | 0.078534 | 0.23421 | 0.75779 | 1.0738 | 1.3975 | 1.9259 | 2.134 | 2.3922 | 2.7462 | 3.1209 | 3.1503 | 3.1637 | 3.189 | 2.7289 | 2.4576
BOD, $/kg | 0.21842 | 0.56317 | 0.60239 | 0.67241 | 1.107 | 1.8166 | 2.0485 | 2.0743 | 2.0743 | 2.0743 | 1.8565 | 1.522 | 1.556 | 1.5933 | 1.229
Inert SS, $/kg | 0 | 0.00091895 | 0.0018379 | 0.0034789 | 0.013664 | 0.030291 | 0.035725 | 0.036329 | 0.036329 | 0.036329 | 0.036329 | 0.035667 | 0.036462 | 0.037335 | 0.0288
Organic SS, $/kg | 0 | 0.0036758 | 0.0073516 | 0.013915 | 0.054655 | 0.12116 | 0.1429 | 0.14532 | 0.14532 | 0.14532 | 0.14532 | 0.14267 | 0.14585 | 0.14934 | 0.1152
Total N, $/kg | 0.95621 | 1.4405 | 1.5117 | 1.639 | 2.4286 | 3.7177 | 4.139 | 4.1859 | 4.1859 | 4.1859 | 3.236 | 2.7653 | 2.827 | 2.8947 | 2.2329
Total P, $/kg | 4.8128 | 12.0001 | 12.1715 | 12.4775 | 14.3766 | 17.477 | 18.4902 | 18.6029 | 18.6029 | 18.6029 | 13.8714 | 6.6506 | 6.799 | 6.9617 | 5.3701
CAPEX Charges 30 Years
WPA & WPA | Yr 1 | Yr 2 | Yr 3 | Yr 4 | Yr 5 | Yr 6 | Yr 7 | Yr 8 | Yr 9 | Yr 10 | Yr 11 | Yr 12 | Yr 13 | Yr 14 | Yr 15
Flow, $/m3 | 0.026178 | 0.078068 | 0.2526 | 0.35794 | 0.46583 | 0.64197 | 0.71132 | 0.7974 | 0.91539 | 1.0403 | 1.0806 | 1.1326 | 1.1508 | 1.1774 | 1.1949
BOD, $/kg | 0.072807 | 0.18772 | 0.2008 | 0.22414 | 0.36902 | 0.60553 | 0.68283 | 0.69143 | 0.69143 | 0.69143 | 0.69143 | 0.69507 | 0.71946 | 0.75522 | 0.77868
Inert SS, $/kg | 0 | 0.00030632 | 0.00061263 | 0.0011596 | 0.0045546 | 0.010097 | 0.011908 | 0.01211 | 0.01211 | 0.01211 | 0.01211 | 0.012195 | 0.012767 | 0.013605 | 0.014154
Organic SS, $/kg | 0 | 0.0012253 | 0.0024505 | 0.0046385 | 0.018218 | 0.040388 | 0.047633 | 0.048439 | 0.048439 | 0.048439 | 0.048439 | 0.048781 | 0.051067 | 0.054419 | 0.056618
Total N, $/kg | 0.31874 | 0.48016 | 0.50391 | 0.54632 | 0.80954 | 1.2392 | 1.3797 | 1.3953 | 1.3953 | 1.3953 | 1.3953 | 1.4019 | 1.4462 | 1.5112 | 1.5538
Total P, $/kg | 1.6043 | 4 | 4.0572 | 4.1592 | 4.7922 | 5.8257 | 6.1634 | 6.201 | 6.201 | 6.201 | 6.201 | 6.2169 | 6.3235 | 6.4797 | 6.5822
Revenue
CAPEX charged in year it occurs
CAPEX Charges 0 Years
WPA & WPA | Yr 1 | Yr 2 | Yr 3 | Yr 4 | Yr 5 | Yr 6 | Yr 7 | Yr 8 | Yr 9 | Yr 10 | Yr 11 | Yr 12 | Yr 13 | Yr 14 | Yr 15
Flow, $/m3 | 94998.6459 | 191715.9676 | 633357.1789 | 382273.4188 | 391542.5249 | 639196.7771 | 251662.355 | 355138.1677 | 385446.9604 | 453316.3929 | 146074.7539 | 188987.1603 | 65918.0433 | 96645.0254 | 63399.5934
BOD, $/kg | 309950.5708 | 490192.192 | 55648.487 | 99372.2982 | 616765.292 | 1006875.0181 | 329062.7014 | 36610.7612 | 0 | 0 | 0 | 15520.6708 | 103835.3656 | 152237.097 | 99868.255
Inert SS, $/kg | 0 | 127.4417 | 127.4417 | 227.5745 | 1412.4668 | 2305.865 | 753.5932 | 83.8431 | 0 | 0 | 0 | 35.5442 | 237.7955 | 348.6413 | 228.7103
Organic SS, $/kg | 0 | 2039.0678 | 2039.0678 | 3641.1924 | 22599.4685 | 36893.8404 | 12057.4913 | 1341.4888 | 0 | 0 | 0 | 568.7073 | 3804.7278 | 5578.2605 | 3659.3653
Total N, $/kg | 197511.6202 | 101327.6438 | 14716.6599 | 26279.7499 | 163108.2093 | 266275.6535 | 87023.1005 | 9681.9905 | 0 | 0 | 0 | 4104.5579 | 27460.0415 | 40260.2426 | 26410.9094
Total P, $/kg | 148851.1733 | 224803.1586 | 5299.5495 | 9463.4813 | 58736.156 | 95887.3155 | 31337.4932 | 3486.5376 | 0 | 0 | 0 | 1478.0737 | 9888.5108 | 14497.933 | 9510.7126
Total | 751312.0102 | 1010205.4715 | 711188.3848 | 521257.7151 | 1254164.1174 | 2047434.4695 | 711896.7346 | 406342.7889 | 385446.9604 | 453316.3929 | 146074.7539 | 210694.7141 | 211144.4845 | 309567.1998 | 203077.546 | 9333123.7437
loan period 10 years
CAPEX Charges 10 Years
WPA & WPA | Yr 1 | Yr 2 | Yr 3 | Yr 4 | Yr 5 | Yr 6 | Yr 7 | Yr 8 | Yr 9 | Yr 10 | Yr 11 | Yr 12 | Yr 13 | Yr 14 | Yr 15
Flow, $/m3 | 9499.8646 | 28330.7196 | 91666.4375 | 129893.7794 | 169048.0319 | 232967.7096 | 258133.9451 | 289371.4897 | 332192.4579 | 377524.0972 | 381072.2829 | 382699.569 | 385758.6277 | 330096.5355 | 297282.2423
BOD, $/kg | 30995.0571 | 79916.9301 | 85481.7788 | 95419.0086 | 157095.5378 | 257783.0396 | 290689.3097 | 294350.3859 | 294350.3859 | 294350.3859 | 263452.675 | 215985.5229 | 220804.2107 | 226090.6906 | 174400.9869
Inert SS, $/kg | 0 | 12.7442 | 25.4883 | 48.2458 | 189.4925 | 420.079 | 495.4383 | 503.8226 | 503.8226 | 503.8226 | 503.8226 | 494.6329 | 505.6682 | 517.7749 | 399.3993
Organic SS, $/kg | 0 | 203.9068 | 407.8136 | 771.9328 | 3031.8796 | 6721.2637 | 7927.0128 | 8061.1617 | 8061.1617 | 8061.1617 | 8061.1617 | 7914.1256 | 8090.6917 | 8284.3985 | 6390.3881
Total N, $/kg | 19751.162 | 29754.1725 | 31225.8385 | 33853.8134 | 50164.6344 | 76792.1997 | 85494.5098 | 86462.7088 | 86462.7088 | 86462.7088 | 66841.3007 | 57118.9921 | 58393.3303 | 59791.3796 | 46121.6496
Total P, $/kg | 14885.1173 | 37113.8898 | 37643.8448 | 38590.1929 | 44463.8085 | 54052.54 | 57186.2894 | 57534.9431 | 57534.9431 | 57534.9431 | 42901.3692 | 20568.8607 | 21027.7568 | 21531.202 | 16608.6576
Total | 75131.201 | 175332.3629 | 246451.2014 | 298576.9729 | 423993.3846 | 628736.8316 | 699926.5051 | 736284.5118 | 779105.48 | 824437.1193 | 762832.6121 | 684781.7032 | 694580.2854 | 646311.981 | 541203.3238 | 8217685.4761
CAPEX Charges 30 Years
WPA & WPA | Yr 1 | Yr 2 | Yr 3 | Yr 4 | Yr 5 | Yr 6 | Yr 7 | Yr 8 | Yr 9 | Yr 10 | Yr 11 | Yr 12 | Yr 13 | Yr 14 | Yr 15
Flow, $/m3 | 3166.6215 | 9443.5732 | 30555.4792 | 43297.9265 | 56349.344 | 77655.9032 | 86044.6484 | 96457.1631 | 110730.8193 | 125841.3657 | 130710.5242 | 137010.0962 | 139207.3643 | 142428.8652 | 144542.1849
BOD, $/kg | 10331.6857 | 26638.9767 | 28493.9263 | 31806.3362 | 52365.1793 | 85927.6799 | 96896.4366 | 98116.7953 | 98116.7953 | 98116.7953 | 98116.7953 | 98634.151 | 102095.3298 | 107169.8997 | 110498.8416
Inert SS, $/kg | 0 | 4.2481 | 8.4961 | 16.0819 | 63.1642 | 140.0263 | 165.1461 | 167.9409 | 167.9409 | 167.9409 | 167.9409 | 169.1257 | 177.0522 | 188.6736 | 196.2972
Organic SS, $/kg | 0 | 67.9689 | 135.9379 | 257.3109 | 1010.6265 | 2240.4212 | 2642.3376 | 2687.0539 | 2687.0539 | 2687.0539 | 2687.0539 | 2706.0108 | 2832.8351 | 3018.7771 | 3140.7559
Total N, $/kg | 6583.7207 | 9918.0575 | 10408.6128 | 11284.6045 | 16721.5448 | 25597.3999 | 28498.1699 | 28820.9029 | 28820.9029 | 28820.9029 | 28820.9029 | 28957.7215 | 29873.0563 | 31215.0643 | 32095.428
Total P, $/kg | 4961.7058 | 12371.2966 | 12547.9483 | 12863.3976 | 14821.2695 | 18017.5133 | 19062.0965 | 19178.3144 | 19178.3144 | 19178.3144 | 19178.3144 | 19227.5835 | 19557.2005 | 20040.465 | 20357.4887
Total | 25043.7337 | 58444.121 | 82150.4005 | 99525.6576 | 141331.1282 | 209578.9439 | 233308.835 | 245428.1705 | 259701.8267 | 274812.3731 | 279681.5316 | 286704.6887 | 293742.8382 | 304061.7448 | 310830.9964 | 3104346.9898

## Revenue Seperate 15
Charges | WPA
CAPEX charged in year it occurs
CAPEX Charges 0 Years | [17 empty] | Flow | TSS | BOD | TN | TP
WPA & WPA | Yr 1 | Yr 2 | Yr 3 | Yr 4 | Yr 5 | Yr 6 | Yr 7 | Yr 8 | Yr 9 | Yr 10 | Yr 11 | Yr 12 | Yr 13 | Yr 14 | Yr 15 |  | ANNUAL LOAD | m3/yr | kg/yr | kg/yr | kg/yr | kg/yr
Flow, $/m3 | 0.8679 | 2.3747 | 13.9582 | 8.4247 | 8.629 | 14.0869 | 4.6038 | 0.51221 | 0 | 0 | 3.2193 | 4.165 | 1.4527 | 2.1299 | 1.3972 |  |  | 38774.6667 | 17223.6328 | 55535.4952 | 7917.538 | 682.9251
BOD, $/kg | 1.8673 | 3.5805 | 1.0871 | 1.9413 | 12.0488 | 19.6697 | 6.4284 | 0.71521 | 0 | 0 | 0 | 0.3032 | 2.0285 | 2.974 | 1.951 |  |  | 11186.4 | 1156.2572 | 25501.5561 | 4197.6173 | 778.1346
Inert SS, $/kg | 0 | 0.015715 | 0.015715 | 0.028063 | 0.17418 | 0.28435 | 0.092929 | 0.010339 | 0 | 0 | 0 | 0.0043831 | 0.029324 | 0.042993 | 0.028203 |  |  | 9834.6927 | 1683.7534 | 6660.8025 | 926.1019 | 103.9525
Organic SS, $/kg | 0 | 0.062862 | 0.062862 | 0.11225 | 0.69671 | 1.1374 | 0.37172 | 0.041356 | 0 | 0 | 0 | 0.017533 | 0.1173 | 0.17197 | 0.11281 |  |  | 1260.6 | 0 | 0 | 0 | 0
Total N, $/kg | 8.0992 | 4.665 | 1.6518 | 2.9496 | 18.3069 | 29.8861 | 9.7673 | 1.0867 | 0 | 0 | 0 | 0.46069 | 3.082 | 4.5187 | 2.9643 |  |  | 28328.5714 | 35445.6411 | 10691.4884 | 2661.6339 | 472.3328
Total P, $/kg | 34.7691 | 54.1856 | 4.184 | 7.4714 | 46.3718 | 75.7024 | 24.7407 | 2.7526 | 0 | 0 | 0 | 1.1669 | 7.8069 | 11.446 | 7.5086 |  |  | 31580.3549 | 13831.9087 | 43515.6745 | 4952.8174 | 1055.443
[17 empty] | Total trader load | 120965.2857 | 69341.1932 | 141905.0167 | 20655.7084 | 3092.788
loan period 10 years
CAPEX Charges 10 Years
WPA & WPA | yr 1 | Yr 2 | Yr 3 | Yr 4 | Yr 5 | Yr 6 | Yr 7 | Yr 8 | Yr 9 | Yr 10 | Yr 11 | Yr 12 | Yr 13 | Yr 14 | Yr 15
Flow, $/m3 | 0.08679 | 0.31596 | 1.7118 | 2.5543 | 3.4172 | 4.8258 | 5.2862 | 5.3374 | 5.3374 | 5.3374 | 4.0705 | 4.0489 | 4.1163 | 3.7024 | 2.9792
BOD, $/kg | 0.18673 | 0.54323 | 0.65194 | 0.84607 | 2.0509 | 4.0179 | 4.6608 | 8.8459 | 4.7323 | 4.7323 | 4.604 | 4.2194 | 4.3135 | 4.4168 | 3.407
Inert SS, $/kg | 0 | 0.0015715 | 0.0031431 | 0.0059494 | 0.023367 | 0.051802 | 0.061095 | 0.062129 | 0.062129 | 0.062129 | 0.062129 | 0.060996 | 0.062357 | 0.063849 | 0.049252
Organic SS, $/kg | 0 | 0.0062862 | 0.012572 | 0.023798 | 0.093469 | 0.20721 | 0.24438 | 0.24852 | 0.24852 | 0.24852 | 0.24852 | 0.24398 | 0.24943 | 0.2554 | 0.19701
Total N, $/kg | 0.80992 | 1.2656 | 1.4308 | 1.7258 | 3.5565 | 6.5451 | 7.5218 | 7.6305 | 7.6305 | 7.6305 | 6.9493 | 6.4109 | 6.5539 | 6.7108 | 5.1766
Total P, $/kg | 3.4769 | 8.752 | 9.1704 | 9.9175 | 14.5547 | 22.125 | 24.599 | 24.8743 | 24.8743 | 24.8743 | 23.638 | 16.239 | 16.6013 | 16.9987 | 13.1124
CAPEX Charges 30 Years
WPA & WPA | Yr 1 | Yr 2 | Yr 3 | Yr 4 | Yr 5 | Yr 6 | Yr 7 | Yr 8 | Yr 9 | Yr 10 | Yr 11 | Yr 12 | Yr 13 | Yr 14 | Yr 15
Flow, $/m3 | 0.02893 | 0.10532 | 0.57059 | 0.85142 | 1.1391 | 1.6086 | 1.7621 | 1.7791 | 1.7791 | 1.7791 | 1.8865 | 2.0253 | 2.0737 | 2.1447 | 2.1913
BOD, $/kg | 0.062244 | 0.18108 | 0.21731 | 0.28202 | 0.68365 | 1.3393 | 1.5536 | 1.5774 | 1.5774 | 1.5774 | 1.5774 | 1.5875 | 1.6551 | 1.7543 | 1.8193
Inert SS, $/kg | 0 | 0.00052385 | 0.0010477 | 0.0019831 | 0.0077891 | 0.017267 | 0.020365 | 0.02071 | 0.02071 | 0.02071 | 0.02071 | 0.020856 | 0.021833 | 0.023266 | 0.024206
Organic SS, $/kg | 0 | 0.0020954 | 0.0041908 | 0.0079326 | 0.031156 | 0.069069 | 0.08146 | 0.082839 | 0.082839 | 0.082839 | 0.082839 | 0.083423 | 0.087333 | 0.093065 | 0.096826
Total N, $/kg | 0.26997 | 0.42188 | 0.47694 | 0.57526 | 1.1855 | 2.1817 | 2.5073 | 2.5435 | 2.5435 | 2.5435 | 2.5435 | 2.5588 | 2.6616 | 2.8122 | 2.911
Total P, $/kg | 1.159 | 2.9173 | 3.0568 | 3.3058 | 4.8516 | 7.375 | 8.1997 | 8.2914 | 8.2914 | 8.2914 | 8.2914 | 8.3303 | 8.5906 | 8.9721 | 9.2224
Charges | Yr 1: WPK
CAPEX charged in year it occurs
CAPEX Charges 0 Years WPA | [17 empty] | 0 | 0 | 0 | 0 | 0
WPA & WPA separate | Yr 1 | Yr 2 | Yr 3 | Yr 4 | Yr 5 | Yr 6 | Yr 7 | Yr 8 | Yr 9 | Yr 10 | Yr 11 | Yr 12 | Yr 13 | Yr 14 | Yr 15 |  | 0 | 0 | 0 | 0 | 0 | 0
Flow, $/m3 | 0.74052 | 1.1108 | 0 | 0 | 0 | 0 | 0.56572 | 4.3907 | 5.0992 | 5.997 | 0 | 2.5002 | 0.87205 | 1.2785 | 0.83873 | 0 | 0 | 0 | 0 | 0 | 0 | 0
BOD, $/kg | 2.3614 | 3.3832 | 0 | 0 | 0 | 0 | 0 | 0 | 0 | 0 | 0 | 0.17109 | 1.1446 | 1.6782 | 1.1009 | 0 | 0 | 0 | 0 | 0 | 0 | 0
Inert SS, $/kg | 0 | 0 | 0 | 0 | 0 | 0 | 0 | 0 | 0 | 0 | 0 | 0.006172 | 0.041292 | 0.060539 | 0.028203 | 0 | 0 | 0 | 0 | 0 | 0 | 0
Organic SS, $/kg | 0 | 0 | 0 | 0 | 0 | 0 | 0 | 0 | 0 | 0 | 0 | 0.024688 | 0.16517 | 0.24216 | 0.11281 | 0 | 0 | 0 | 0 | 0 | 0 | 0
Total N, $/kg | 11.9351 | 5.0881 | 0 | 0 | 0 | 0 | 0 | 0 | 0 | 0 | 0 | 0.34944 | 2.3378 | 3.4276 | 2.2485 | 0 | 0 | 0 | 0 | 0 | 0 | 0
Total P, $/kg | 57.0123 | 85.5184 | 0 | 0 | 0 | 0 | 0 | 0 | 0 | 0 | 0 | 0.80939 | 5.4149 | 7.9391 | 5.2081 | 0 | 0 | 0 | 0 | 0 | 0 | 0
[17 empty] | Total trader load | 0 | 0 | 0 | 0 | 0
loan period 10 years
CAPEX Charges 10 Years WPA
WPA & WPA separate | yr 1 | Yr 2 | Yr 3 | Yr 4 | Yr 5 | Yr 6 | Yr 7 | Yr 8 | Yr 9 | Yr 10 | Yr 11 | Yr 12 | Yr 13 | Yr 14 | Yr 15
Flow, $/m3 | 0.074052 | 0.18513 | 0.18513 | 0.18513 | 0.18513 | 0.18513 | 0.2417 | 0.6242 | 1.1907 | 1.7904 | 1.6747 | 1.8553 | 1.9425 | 2.0703 | 2.1542
BOD, $/kg | 0.23614 | 0.57445 | 0.57445 | 0.57445 | 0.57445 | 0.57445 | 0.57445 | 0.28809 | 0.57445 | 0.57445 | 0.21628 | 0.017109 | 0.13157 | 0.29939 | 0.40948
Inert SS, $/kg | 0 | 0 | 0 | 0 | 0 | 0 | 0 | 0 | 0 | 0 | 0 | 0.0006172 | 0.0047464 | 0.0108 | 0.014772
Organic SS, $/kg | 0 | 0 | 0 | 0 | 0 | 0 | 0 | 0 | 0 | 0 | 0 | 0.0024688 | 0.018985 | 0.043201 | 0.059087
Total N, $/kg | 1.0615 | 1.5703 | 1.5703 | 1.5703 | 1.5703 | 1.5703 | 1.5703 | 1.5703 | 1.5703 | 1.5703 | 0.28934 | 0.034944 | 0.26873 | 0.61148 | 0.83633
Total P, $/kg | 5.7012 | 14.2531 | 14.2531 | 14.2531 | 14.2531 | 14.2531 | 14.2531 | 14.2531 | 14.2531 | 14.2531 | 5.0495 | 0.080939 | 0.62243 | 1.4163 | 1.9371
CAPEX Charges 30 Years WPA
WPA & WPA separate | Yr 1 | Yr 2 | Yr 3 | Yr 4 | Yr 5 | Yr 6 | Yr 7 | Yr 8 | Yr 9 | Yr 10 | Yr 11 | Yr 12 | Yr 13 | Yr 14 | Yr 15
Flow, $/m3 | 0.024684 | 0.06171 | 0.06171 | 0.06171 | 0.06171 | 0.06171 | 0.080567 | 0.20807 | 0.3969 | 0.5968 | 0.5968 | 0.68014 | 0.70921 | 0.75182 | 0.77978
BOD, $/kg | 0.078712 | 0.19148 | 0.19148 | 0.19148 | 0.19148 | 0.19148 | 0.19148 | 0.096031 | 0.19148 | 0.19148 | 0.19148 | 0.19719 | 0.23534 | 0.29128 | 0.32798
Inert SS, $/kg | 0 | 0 | 0 | 0 | 0 | 0 | 0 | 0 | 0 | 0 | 0 | 0.00020573 | 0.0015821 | 0.0036001 | 0.0049239
Organic SS, $/kg | 0 | 0 | 0 | 0 | 0 | 0 | 0 | 0 | 0 | 0 | 0 | 0.00082294 | 0.0063285 | 0.0144 | 0.019696
Total N, $/kg | 0.35384 | 0.52344 | 0.52344 | 0.52344 | 0.52344 | 0.52344 | 0.52344 | 0.52344 | 0.52344 | 0.52344 | 0.52344 | 0.53509 | 0.61302 | 0.72727 | 0.80222
Total P, $/kg | 1.9004 | 4.751 | 4.751 | 4.751 | 4.751 | 4.751 | 4.751 | 4.751 | 4.751 | 4.751 | 4.751 | 4.778 | 4.9585 | 5.2231 | 5.3967
Revenue
CAPEX charged in year it occurs
CAPEX Charges 0 Years
WPA & WPA | Yr 1 | Yr 2 | Yr 3 | Yr 4 | Yr 5 | Yr 6 | Yr 7 | Yr 8 | Yr 9 | Yr 10 | Yr 11 | Yr 12 | Yr 13 | Yr 14 | Yr 15
Flow, $/m3 | 97208.1833 | 210085.3893 | 836221.679 | 504715.7129 | 516953.7166 | 843931.7023 | 310350.9823 | 298768.76 | 311337.08 | 366157.258 | 192862.5427 | 402170.4084 | 140275.5952 | 205663.545 | 134916.2574
BOD, $/kg | 308308.9116 | 490787.913 | 58929.5502 | 105231.3396 | 653130.0884 | 1066240.8831 | 348464.4062 | 38769.3503 | 0 | 0 | 0 | 31440.0738 | 210338.3026 | 308385.2249 | 202302.1649
Inert SS, $/kg | 0 | 154.8842 | 154.8842 | 276.5789 | 1716.6178 | 2802.3944 | 915.8669 | 101.8972 | 0 | 0 | 0 | 67.9647 | 454.6927 | 666.6428 | 391.132
Organic SS, $/kg | 0 | 2478.1468 | 2478.1468 | 4425.2622 | 27465.8849 | 44838.31 | 14653.8698 | 1630.3559 | 0 | 0 | 0 | 1087.4347 | 7275.0837 | 10666.2852 | 6258.1121
Total N, $/kg | 217319.7115 | 101875.6465 | 12577.2625 | 22459.3973 | 139396.7637 | 227566.5002 | 74372.3361 | 8274.4955 | 0 | 0 | 0 | 8065.0306 | 53956.1343 | 79107.2021 | 51894.6984
Total P, $/kg | 142344.3501 | 216620.8879 | 6392.1532 | 11414.5592 | 70845.7395 | 115656.3221 | 37798.3177 | 4205.3541 | 0 | 0 | 0 | 3049.5151 | 20401.6644 | 29911.6794 | 19622.203
Total | 765181.1566 | 1022002.8676 | 916753.6758 | 648522.8501 | 1409508.8109 | 2301036.1121 | 786555.7791 | 351750.2131 | 311337.08 | 366157.258 | 192862.5427 | 445880.4273 | 432701.4729 | 634400.5795 | 415384.5678 | 11000035.3935
loan period 10 years
CAPEX Charges 10 Years
WPA & WPA | Yr 1 | Yr 2 | Yr 3 | Yr 4 | Yr 5 | Yr 6 | Yr 7 | Yr 8 | Yr 9 | Yr 10 | Yr 11 | Yr 12 | Yr 13 | Yr 14 | Yr 15
Flow, $/m3 | 9720.8183 | 30232.1809 | 113854.3487 | 164325.92 | 216021.2917 | 300414.4619 | 331449.5602 | 357872.363 | 392460.1442 | 429075.87 | 346110.1437 | 355841.3746 | 365204.6489 | 348212.7748 | 310009.0289
BOD, $/kg | 30830.8912 | 79825.2413 | 85718.1963 | 96241.3302 | 161554.3391 | 268178.4274 | 303024.868 | 504776.2927 | 306901.8031 | 306901.8031 | 268535.9131 | 230220.5692 | 245361.4444 | 265676.8329 | 220594.0406
Inert SS, $/kg | 0 | 15.4884 | 30.9768 | 58.6347 | 230.2965 | 510.5359 | 602.1226 | 612.3124 | 612.3124 | 612.3124 | 612.3124 | 603.6204 | 633.6013 | 672.6077 | 544.678
Organic SS, $/kg | 0 | 247.8147 | 495.6294 | 938.1556 | 3684.7441 | 8168.5751 | 9633.962 | 9796.9976 | 9796.9976 | 9796.9976 | 9796.9976 | 9657.9264 | 10137.6201 | 10761.7224 | 8714.8473
Total N, $/kg | 20010.6183 | 30116.0623 | 31373.7886 | 33619.7283 | 47559.4047 | 70316.0547 | 77753.2883 | 78580.7379 | 78580.7379 | 78580.7379 | 56688.5068 | 49271.1786 | 53409.0658 | 59073.8463 | 50323.6397
Total P, $/kg | 14234.435 | 35677.3378 | 36316.5531 | 37458.009 | 44542.583 | 56108.2152 | 59888.0469 | 60308.5823 | 60308.5823 | 60308.5823 | 44016.0007 | 24936.1961 | 26337.1472 | 28186.8592 | 23064.5056
Total | 74796.7628 | 176114.1253 | 267789.4929 | 332641.7779 | 473592.659 | 703696.2702 | 782351.8481 | 1011947.2859 | 848660.5774 | 885276.3032 | 725759.8744 | 670530.8652 | 701083.5277 | 712584.6433 | 613250.74 | 8980076.7533
CAPEX Charges 30 Years
WPA & WPA | Yr 1 | Yr 2 | Yr 3 | Yr 4 | Yr 5 | Yr 6 | Yr 7 | Yr 8 | Yr 9 | Yr 10 | Yr 11 | Yr 12 | Yr 13 | Yr 14 | Yr 15
Flow, $/m3 | 3240.2728 | 10077.3936 | 37951.4496 | 54775.3067 | 72007.0972 | 100138.154 | 110483.1867 | 119290.7875 | 130820.0481 | 143025.29 | 149454.0414 | 162859.7217 | 167535.5749 | 174391.0264 | 178888.2349
BOD, $/kg | 10276.9637 | 26608.4138 | 28572.7321 | 32080.4434 | 53851.4464 | 89392.8091 | 101008.2893 | 93929.5862 | 102300.601 | 102300.601 | 102300.601 | 103348.6035 | 110359.8802 | 120639.3877 | 127382.7932
Inert SS, $/kg | 0 | 5.1628 | 10.3256 | 19.5449 | 76.7655 | 170.1786 | 200.7075 | 204.1041 | 204.1041 | 204.1041 | 204.1041 | 206.3696 | 221.526 | 243.7475 | 258.3248
Organic SS, $/kg | 0 | 82.6049 | 165.2098 | 312.7185 | 1228.248 | 2722.8584 | 3211.3207 | 3265.6659 | 3265.6659 | 3265.6659 | 3265.6659 | 3301.9137 | 3544.4165 | 3899.9593 | 4133.1971
Total N, $/kg | 6670.2061 | 10038.6874 | 10457.9295 | 11206.5761 | 15853.1349 | 23438.6849 | 25917.7628 | 26193.5793 | 26193.5793 | 26193.5793 | 26193.5793 | 26462.4136 | 28260.9514 | 30897.8582 | 32627.6815
Total P, $/kg | 4744.8117 | 11892.4459 | 12105.5177 | 12486.003 | 14847.5277 | 18702.7384 | 19962.6823 | 20102.8608 | 20102.8608 | 20102.8608 | 20102.8608 | 20204.5113 | 20884.5668 | 21881.6227 | 22535.6962
Total | 24932.2543 | 58704.7084 | 89263.1643 | 110880.5926 | 157864.2197 | 234565.4234 | 260783.9494 | 262986.5838 | 282886.8591 | 295092.1011 | 301520.8525 | 316383.5334 | 330806.9158 | 351953.6018 | 365825.9278 | 3444450.6874

## Summary
ignore these - set up for year 1-3 only | [5 empty] | 15 year scenarios | combined
CAPEX charged in year it occurs
CAPEX Charges Year 1 LTP |  | CAPEX Charges Year 1 LTP |  | CAPEX Charges Year 1 LTP |  | CAPEX Charges 0 Years
WAIPAWA | $ ex GST | WAIPUKURAU | $ ex GST | WPA & WPA | $ ex GST | WPA & WPA | Yr 1 | Yr 2 | Yr 3 | Yr 4 | Yr 5 | Yr 6 | Yr 7 | Yr 8 | Yr 9 | Yr 10 | Yr 11 | Yr 12 | Yr 13 | Yr 14 | Yr 15
Flow, $/m3 | 0.8679 | Flow, $/m3 | 0.70665 | Flow, $/m3 |  | Flow, $/m3 | 0.78534 | 1.5849 | 5.2359 | 3.1602 | 3.2368 | 5.2841 | 2.0805 | 2.9359 | 3.1864 | 3.7475 | 1.2076 | 1.5623 | 0.54493 | 0.79895 | 0.52411
BOD, $/kg | 1.8673 | BOD, $/kg | 1.9614 | BOD, $/kg |  | BOD, $/kg | 2.1842 | 3.4544 | 0.39215 | 0.70027 | 4.3463 | 7.0954 | 2.3189 | 0.25799 | 0 | 0 | 0 | 0.10937 | 0.73172 | 1.0728 | 0.70377
Inert SS, $/kg |  | Inert SS, $/kg | 0 | Inert SS, $/kg |  | Inert SS, $/kg | 0 | 0.0091895 | 0.0091895 | 0.01641 | 0.10185 | 0.16627 | 0.05434 | 0.0060457 | 0 | 0 | 0 | 0.002563 | 0.017147 | 0.02514 | 0.016492
Organic SS, $/kg |  | Organic SS, $/kg | 0 | Organic SS, $/kg |  | Organic SS, $/kg | 0 | 0.036758 | 0.036758 | 0.065639 | 0.4074 | 0.66508 | 0.21736 | 0.024183 | 0 | 0 | 0 | 0.010252 | 0.068587 | 0.10056 | 0.065967
Total N, $/kg | 8.0992 | Total N, $/kg | 11.3191 | Total N, $/kg |  | Total N, $/kg | 9.5621 | 4.9056 | 0.71247 | 1.2723 | 7.8965 | 12.8911 | 4.213 | 0.46873 | 0 | 0 | 0 | 0.19871 | 1.3294 | 1.9491 | 1.2786
Total P, $/kg | 34.7691 | Total P, $/kg | 43.7673 | Total P, $/kg |  | Total P, $/kg | 48.1285 | 72.6862 | 1.7135 | 3.0599 | 18.9913 | 31.0035 | 10.1324 | 1.1273 | 0 | 0 | 0 | 0.47791 | 3.1973 | 4.6877 | 3.0751
CAPEX Charges Year 2 LTP |  | CAPEX Charges Year 2 LTP |  | CAPEX Charges Year 2 LTP |  | loan period 10 years
WAIPAWA | $ ex GST | WAIPUKURAU | $ ex GST | WPA & WPA | $ ex GST | CAPEX Charges 10 Years
Flow, $/m3 | 1.1774 | Flow, $/m3 | 1.06 | Flow, $/m3 |  | WPA & WPA | Yr 1 | Yr 2 | Yr 3 | Yr 4 | Yr 5 | Yr 6 | Yr 7 | Yr 8 | Yr 9 | Yr 10 | Yr 11 | Yr 12 | Yr 13 | Yr 14 | Yr 15
BOD, $/kg | 2.4934 | BOD, $/kg | 2.7832 | BOD, $/kg |  | Flow, $/m3 | 0.078534 | 0.23421 | 0.75779 | 1.0738 | 1.3975 | 1.9259 | 2.134 | 2.3922 | 2.7462 | 3.1209 | 3.1503 | 3.1637 | 3.189 | 2.7289 | 2.4576
Inert SS, $/kg |  | Inert SS, $/kg |  | Inert SS, $/kg |  | BOD, $/kg | 0.21842 | 0.56317 | 0.60239 | 0.67241 | 1.107 | 1.8166 | 2.0485 | 2.0743 | 2.0743 | 2.0743 | 1.8565 | 1.522 | 1.556 | 1.5933 | 1.229
Organic SS, $/kg |  | Organic SS, $/kg |  | Organic SS, $/kg |  | Inert SS, $/kg | 0 | 0.00091895 | 0.0018379 | 0.0034789 | 0.013664 | 0.030291 | 0.035725 | 0.036329 | 0.036329 | 0.036329 | 0.036329 | 0.035667 | 0.036462 | 0.037335 | 0.0288
Total N, $/kg | 3.0132 | Total N, $/kg | 5.0881 | Total N, $/kg |  | Organic SS, $/kg | 0 | 0.0036758 | 0.0073516 | 0.013915 | 0.054655 | 0.12116 | 0.1429 | 0.14532 | 0.14532 | 0.14532 | 0.14532 | 0.14267 | 0.14585 | 0.14934 | 0.1152
Total P, $/kg | 50.0017 | Total P, $/kg | 65.6509 | Total P, $/kg |  | Total N, $/kg | 0.95621 | 1.4405 | 1.5117 | 1.639 | 2.4286 | 3.7177 | 4.139 | 4.1859 | 4.1859 | 4.1859 | 3.236 | 2.7653 | 2.827 | 2.8947 | 2.2329
[6 empty] | Total P, $/kg | 4.8128 | 12.0001 | 12.1715 | 12.4775 | 14.3766 | 17.477 | 18.4902 | 18.6029 | 18.6029 | 18.6029 | 13.8714 | 6.6506 | 6.799 | 6.9617 | 5.3701
CAPEX Charges Year 3 LTP |  | CAPEX Charges Year 3 LTP |  | CAPEX Charges Year 3 LTP
WAIPAWA | $ ex GST | WAIPUKURAU | $ ex GST | WPA & WPA | $ ex GST | Loan period 10 years
Flow, $/m3 | 1.3265 | Flow, $/m3 | 0 | Flow, $/m3 |  | CAPEX Charges 30 Years
BOD, $/kg | 0 | BOD, $/kg | 0 | BOD, $/kg |  | WPA & WPA | Yr 1 | Yr 2 | Yr 3 | Yr 4 | Yr 5 | Yr 6 | Yr 7 | Yr 8 | Yr 9 | Yr 10 | Yr 11 | Yr 12 | Yr 13 | Yr 14 | Yr 15
Inert SS, $/kg |  | Inert SS, $/kg |  | Inert SS, $/kg |  | Flow, $/m3 | 0.026178 | 0.078068 | 0.2526 | 0.35794 | 0.46583 | 0.64197 | 0.71132 | 0.7974 | 0.91539 | 1.0403 | 1.0806 | 1.1326 | 1.1508 | 1.1774 | 1.1949
Organic SS, $/kg |  | Organic SS, $/kg |  | Organic SS, $/kg |  | BOD, $/kg | 0.072807 | 0.18772 | 0.2008 | 0.22414 | 0.36902 | 0.60553 | 0.68283 | 0.69143 | 0.69143 | 0.69143 | 0.69143 | 0.69507 | 0.71946 | 0.75522 | 0.77868
Total N, $/kg | 0 | Total N, $/kg | 0 | Total N, $/kg |  | Inert SS, $/kg | 0 | 0.00030632 | 0.00061263 | 0.0011596 | 0.0045546 | 0.010097 | 0.011908 | 0.01211 | 0.01211 | 0.01211 | 0.01211 | 0.012195 | 0.012767 | 0.013605 | 0.014154
Total P, $/kg | 0 | Total P, $/kg | 0 | Total P, $/kg |  | Organic SS, $/kg | 0 | 0.0012253 | 0.0024505 | 0.0046385 | 0.018218 | 0.040388 | 0.047633 | 0.048439 | 0.048439 | 0.048439 | 0.048439 | 0.048781 | 0.051067 | 0.054419 | 0.056618
[6 empty] | Total N, $/kg | 0.31874 | 0.48016 | 0.50391 | 0.54632 | 0.80954 | 1.2392 | 1.3797 | 1.3953 | 1.3953 | 1.3953 | 1.3953 | 1.4019 | 1.4462 | 1.5112 | 1.5538
[6 empty] | Total P, $/kg | 1.6043 | 4 | 4.0572 | 4.1592 | 4.7922 | 5.8257 | 6.1634 | 6.201 | 6.201 | 6.201 | 6.201 | 6.2169 | 6.3235 | 6.4797 | 6.5822
[6 empty] | 15 year scenarios | Yr 1: Seperate; Yr 2: WPA; Yr 3: PLEASE CHECK FORMULA
CAPEX charged in year it occurs
CAPEX Charges 0 Years WPA
[6 empty] | WPA & WPA separate | Yr 1 | Yr 2 | Yr 3 | Yr 4 | Yr 5 | Yr 6 | Yr 7 | Yr 8 | Yr 9 | Yr 10 | Yr 11 | Yr 12 | Yr 13 | Yr 14 | Yr 15
[6 empty] | Flow, $/m3 | 0.8679 | 2.3747 | 13.9582 | 8.4247 | 8.629 | 14.0869 | 4.6038 | 0.51221 | 0 | 0 | 3.2193 | 4.165 | 1.4527 | 2.1299 | 1.3972
[6 empty] | BOD, $/kg | 1.8673 | 3.5805 | 1.0871 | 1.9413 | 12.0488 | 19.6697 | 6.4284 | 0.71521 | 0 | 0 | 0 | 0.3032 | 2.0285 | 2.974 | 1.951
[6 empty] | Inert SS, $/kg | 0 | 0.015715 | 0.015715 | 0.028063 | 0.17418 | 0.28435 | 0.092929 | 0.010339 | 0 | 0 | 0 | 0.0043831 | 0.029324 | 0.042993 | 0.028203
[6 empty] | Organic SS, $/kg | 0 | 0.062862 | 0.062862 | 0.11225 | 0.69671 | 1.1374 | 0.37172 | 0.041356 | 0 | 0 | 0 | 0.017533 | 0.1173 | 0.17197 | 0.11281
[6 empty] | Total N, $/kg | 8.0992 | 4.665 | 1.6518 | 2.9496 | 18.3069 | 29.8861 | 9.7673 | 1.0867 | 0 | 0 | 0 | 0.46069 | 3.082 | 4.5187 | 2.9643
[6 empty] | Total P, $/kg | 34.7691 | 54.1856 | 4.184 | 7.4714 | 46.3718 | 75.7024 | 24.7407 | 2.7526 | 0 | 0 | 0 | 1.1669 | 7.8069 | 11.446 | 7.5086
loan period 10 years
CAPEX Charges 10 Years WPA
[6 empty] | WPA & WPA separate | Yr 1 | Yr 2 | Yr 3 | Yr 4 | Yr 5 | Yr 6 | Yr 7 | Yr 8 | Yr 9 | Yr 10 | Yr 11 | Yr 12 | Yr 13 | Yr 14 | Yr 15
[6 empty] | Flow, $/m3 | 0.08679 | 0.31596 | 1.7118 | 2.5543 | 3.4172 | 4.8258 | 5.2862 | 5.3374 | 5.3374 | 5.3374 | 4.0705 | 4.0489 | 4.1163 | 3.7024 | 2.9792
[6 empty] | BOD, $/kg | 0.18673 | 0.54323 | 0.65194 | 0.84607 | 2.0509 | 4.0179 | 4.6608 | 8.8459 | 4.7323 | 4.7323 | 4.604 | 4.2194 | 4.3135 | 4.4168 | 3.407
[6 empty] | Inert SS, $/kg | 0 | 0.0015715 | 0.0031431 | 0.0059494 | 0.023367 | 0.051802 | 0.061095 | 0.062129 | 0.062129 | 0.062129 | 0.062129 | 0.060996 | 0.062357 | 0.063849 | 0.049252
[6 empty] | Organic SS, $/kg | 0 | 0.0062862 | 0.012572 | 0.023798 | 0.093469 | 0.20721 | 0.24438 | 0.24852 | 0.24852 | 0.24852 | 0.24852 | 0.24398 | 0.24943 | 0.2554 | 0.19701
[6 empty] | Total N, $/kg | 0.80992 | 1.2656 | 1.4308 | 1.7258 | 3.5565 | 6.5451 | 7.5218 | 7.6305 | 7.6305 | 7.6305 | 6.9493 | 6.4109 | 6.5539 | 6.7108 | 5.1766
[6 empty] | Total P, $/kg | 3.4769 | 8.752 | 9.1704 | 9.9175 | 14.5547 | 22.125 | 24.599 | 24.8743 | 24.8743 | 24.8743 | 23.638 | 16.239 | 16.6013 | 16.9987 | 13.1124
Loan period 10 years
CAPEX Charges 30 Years WPA
[6 empty] | WPA & WPA separate | Yr 1 | Yr 2 | Yr 3 | Yr 4 | Yr 5 | Yr 6 | Yr 7 | Yr 8 | Yr 9 | Yr 10 | Yr 11 | Yr 12 | Yr 13 | Yr 14 | Yr 15
[6 empty] | Flow, $/m3 | 0.02893 | 0.10532 | 0.57059 | 0.85142 | 1.1391 | 1.6086 | 1.7621 | 1.7791 | 1.7791 | 1.7791 | 1.8865 | 2.0253 | 2.0737 | 2.1447 | 2.1913
[6 empty] | BOD, $/kg | 0.062244 | 0.18108 | 0.21731 | 0.28202 | 0.68365 | 1.3393 | 1.5536 | 1.5774 | 1.5774 | 1.5774 | 1.5774 | 1.5875 | 1.6551 | 1.7543 | 1.8193
[6 empty] | Inert SS, $/kg | 0 | 0.00052385 | 0.0010477 | 0.0019831 | 0.0077891 | 0.017267 | 0.020365 | 0.02071 | 0.02071 | 0.02071 | 0.02071 | 0.020856 | 0.021833 | 0.023266 | 0.024206
[6 empty] | Organic SS, $/kg | 0 | 0.0020954 | 0.0041908 | 0.0079326 | 0.031156 | 0.069069 | 0.08146 | 0.082839 | 0.082839 | 0.082839 | 0.082839 | 0.083423 | 0.087333 | 0.093065 | 0.096826
[6 empty] | Total N, $/kg | 0.26997 | 0.42188 | 0.47694 | 0.57526 | 1.1855 | 2.1817 | 2.5073 | 2.5435 | 2.5435 | 2.5435 | 2.5435 | 2.5588 | 2.6616 | 2.8122 | 2.911
[6 empty] | Total P, $/kg | 1.159 | 2.9173 | 3.0568 | 3.3058 | 4.8516 | 7.375 | 8.1997 | 8.2914 | 8.2914 | 8.2914 | 8.2914 | 8.3303 | 8.5906 | 8.9721 | 9.2224
[6 empty] | 15 year scenarios | Yr 1: Seperate; Yr 2: WPK
CAPEX charged in year it occurs
CAPEX Charges 0 Years WPK
[6 empty] | WPA & WPA separate | Yr 1 | Yr 2 | Yr 3 | Yr 4 | Yr 5 | Yr 6 | Yr 7 | Yr 8 | Yr 9 | Yr 10 | Yr 11 | Yr 12 | Yr 13 | Yr 14 | Yr 15
[6 empty] | Flow, $/m3 | 0.74052 | 1.1108 | 0 | 0 | 0 | 0 | 0.56572 | 4.3907 | 5.0992 | 5.997 | 0 | 2.5002 | 0.87205 | 1.2785 | 0.83873
[6 empty] | BOD, $/kg | 2.3614 | 3.3832 | 0 | 0 | 0 | 0 | 0 | 0 | 0 | 0 | 0 | 0.17109 | 1.1446 | 1.6782 | 1.1009
[6 empty] | Inert SS, $/kg | 0 | 0 | 0 | 0 | 0 | 0 | 0 | 0 | 0 | 0 | 0 | 0.006172 | 0.041292 | 0.060539 | 0.028203
[6 empty] | Organic SS, $/kg | 0 | 0 | 0 | 0 | 0 | 0 | 0 | 0 | 0 | 0 | 0 | 0.024688 | 0.16517 | 0.24216 | 0.11281
[6 empty] | Total N, $/kg | 11.9351 | 5.0881 | 0 | 0 | 0 | 0 | 0 | 0 | 0 | 0 | 0 | 0.34944 | 2.3378 | 3.4276 | 2.2485
[6 empty] | Total P, $/kg | 57.0123 | 85.5184 | 0 | 0 | 0 | 0 | 0 | 0 | 0 | 0 | 0 | 0.80939 | 5.4149 | 7.9391 | 5.2081
loan period 10 years
CAPEX Charges 10 Years WPK
[6 empty] | WPA & WPA separate | Yr 1 | Yr 2 | Yr 3 | Yr 4 | Yr 5 | Yr 6 | Yr 7 | Yr 8 | Yr 9 | Yr 10 | Yr 11 | Yr 12 | Yr 13 | Yr 14 | Yr 15
[6 empty] | Flow, $/m3 | 0.074052 | 0.18513 | 0.18513 | 0.18513 | 0.18513 | 0.18513 | 0.2417 | 0.6242 | 1.1907 | 1.7904 | 1.6747 | 1.8553 | 1.9425 | 2.0703 | 2.1542
[6 empty] | BOD, $/kg | 0.23614 | 0.57445 | 0.57445 | 0.57445 | 0.57445 | 0.57445 | 0.57445 | 0.28809 | 0.57445 | 0.57445 | 0.21628 | 0.017109 | 0.13157 | 0.29939 | 0.40948
[6 empty] | Inert SS, $/kg | 0 | 0 | 0 | 0 | 0 | 0 | 0 | 0 | 0 | 0 | 0 | 0.0006172 | 0.0047464 | 0.0108 | 0.014772
[6 empty] | Organic SS, $/kg | 0 | 0 | 0 | 0 | 0 | 0 | 0 | 0 | 0 | 0 | 0 | 0.0024688 | 0.018985 | 0.043201 | 0.059087
[6 empty] | Total N, $/kg | 1.0615 | 1.5703 | 1.5703 | 1.5703 | 1.5703 | 1.5703 | 1.5703 | 1.5703 | 1.5703 | 1.5703 | 0.28934 | 0.034944 | 0.26873 | 0.61148 | 0.83633
[6 empty] | Total P, $/kg | 5.7012 | 14.2531 | 14.2531 | 14.2531 | 14.2531 | 14.2531 | 14.2531 | 14.2531 | 14.2531 | 14.2531 | 5.0495 | 0.080939 | 0.62243 | 1.4163 | 1.9371
Loan period 10 years
CAPEX Charges 30 Years WPK
[6 empty] | WPA & WPA separate | Yr 1 | Yr 2 | Yr 3 | Yr 4 | Yr 5 | Yr 6 | Yr 7 | Yr 8 | Yr 9 | Yr 10 | Yr 11 | Yr 12 | Yr 13 | Yr 14 | Yr 15
[6 empty] | Flow, $/m3 | 0.024684 | 0.06171 | 0.06171 | 0.06171 | 0.06171 | 0.06171 | 0.080567 | 0.20807 | 0.3969 | 0.5968 | 0.5968 | 0.68014 | 0.70921 | 0.75182 | 0.77978
[6 empty] | BOD, $/kg | 0.078712 | 0.19148 | 0.19148 | 0.19148 | 0.19148 | 0.19148 | 0.19148 | 0.096031 | 0.19148 | 0.19148 | 0.19148 | 0.19719 | 0.23534 | 0.29128 | 0.32798
[6 empty] | Inert SS, $/kg | 0 | 0 | 0 | 0 | 0 | 0 | 0 | 0 | 0 | 0 | 0 | 0.00020573 | 0.0015821 | 0.0036001 | 0.0049239
[6 empty] | Organic SS, $/kg | 0 | 0 | 0 | 0 | 0 | 0 | 0 | 0 | 0 | 0 | 0 | 0.00082294 | 0.0063285 | 0.0144 | 0.019696
[6 empty] | Total N, $/kg | 0.35384 | 0.52344 | 0.52344 | 0.52344 | 0.52344 | 0.52344 | 0.52344 | 0.52344 | 0.52344 | 0.52344 | 0.52344 | 0.53509 | 0.61302 | 0.72727 | 0.80222
[6 empty] | Total P, $/kg | 1.9004 | 4.751 | 4.751 | 4.751 | 4.751 | 4.751 | 4.751 | 4.751 | 4.751 | 4.751 | 4.751 | 4.778 | 4.9585 | 5.2231 | 5.3967

## WPA
Waipawa WWTP Cost To Treat - CAPEX only
| Date generated | 2021-02-15
| Includes | Year 1 - 3 LTP
| Generated by | Nicola Marvin
| Verified by | John Crawford
[7 empty] | recovery period yrs | 1 | assume new loan each yr drawn down for 10 years
[8 empty] | WPA only |  |  | incl Otane |  |  | incl Otane |  |  | CAPEX Charges Year 1 LTP
Item | Build | Targets / Benefits | Related to Influent | Suggest Assign Cost to | %age | Unit Charge | Weighting | Year 1 | incl EIC, gen | Rate | Year 2 | incl EIC, gen | Rate | Year 3 | Rate | total physical only | WAIPAWA | $ ex GST
[7 empty] | Yr 1 total | 914504.4485 |  | Yr 2 tot | 1094290.3973 |  | Yr 3 tot | 439007.4654
1 | Additional Aeration | [6 empty] | 77655 | 134977.5169 | [6 empty] | 77655 | Flow, $/m3 | 0.8679
| Additional Aeration | Additional N Removal | TKN | 100% to TKN | 100% | Assigned cost / total throughput. | TW-TKN/Total-TKN |  |  | 5.0477 | [6 empty] | BOD, $/kg | 1.8673
2 | DAF | [6 empty] | 237028 | 411994.7316 |  | 355542 | 617992.0975 |  |  |  | 592570 | Inert SS, $/kg
| DAF | P removal | Phosphorus | 40% TP | 40% | ditto | TW-TP/Total-TP |  |  | 34.7691 |  |  | 50.0017 |  |  |  | Organic SS, $/kg
|  | TSS - Algae Removal | BOD | 40% BOD | 40% | ditto |  |  |  | 1.2489 |  |  | 1.856 |  |  |  | Total N, $/kg | 8.0992
|  | Clarity for UV Disinf | Flow | 20% Flow | 20% | ditto | TW-Flow / Total-flow |  |  | 0.24941 |  |  | 0.33834 |  |  |  | Total P, $/kg | 34.7691
3 | UV Upgrade | [6 empty] | 117556 | 204332.1999 |  | 176334 | 306498.2998 |  |  |  | 293890
| UV Upgrade | Pathogens | Flow | 100% Flow | 100% | ditto |  |  |  | 0.61849 |  |  | 0.83902 |  |  |  | CAPEX Charges Year 2 LTP
4 | Desludging | [6 empty] | 113200 |  |  | 169800 |  |  |  |  | 283000 | WAIPAWA | $ ex GST
| Desludging | Additional BOD Removal | BOD | 50% BOD | 50% | ditto |  |  |  | 0.42894 |  |  | 0.63744 |  |  |  | Flow, $/m3 | 1.1774
|  | Additional N Removal | TKN | 50% TKN | 50% | ditto | TW-TKN/Total-TKN |  |  | 2.1166 |  |  | 3.0132 |  |  |  | BOD, $/kg | 2.4934
5 | Pond optimisation | [6 empty] | 50000 | [7 empty] | 50000 | Inert SS, $/kg
|  | Additional BOD Removal | BOD | 50% BOD | 50% | ditto |  |  |  | 0.18946 | [6 empty] | Organic SS, $/kg
|  | Additional N Removal | TKN | 50% TKN | 50% | ditto | TW-TKN/Total-TKN |  |  | 0.93491 | [6 empty] | Total N, $/kg | 3.0132
6 | Land dispersal & WPA to Walker Rd | [6 empty] | 0 |  |  | 0 |  |  | 439007.4654 |  | 439007.4654 | Total P, $/kg | 50.0017
|  |  |  | 100% flow | 100% |  |  |  |  | 0 |  |  | 0 |  | 1.2018
[6 empty] | Total physical works | Yr 1 | 595439 |  | Yr 2 | 701676 |  | Yr 3 | 439007.4654 |  | 1736122.4654 | CAPEX Charges Year 3 LTP
[6 empty] | Items 1, 2, 3 | EIC Gen sum | 432239 |  |  | 531876 |  |  |  |  | 964115 | WAIPAWA | $ ex GST
| EI/C | only included in items 1, 2, 3 | [5 empty] | 42717.2663 |  |  | 52564.1803 | [5 empty] | Flow, $/m3 | 1.2018
|  | All | All | All |  | Respread across others on pro-rata basis (items 1, 2, 3) | [10 empty] | BOD, $/kg | 0
| General (G) | only included in items 1,2,3 | [5 empty] | 276348.1821 |  |  | 340050.217 |  |  | 155866.596 |  |  | Inert SS, $/kg
| General (G) | All | All | All |  | Respread across others on pro-rata basis (items 1, 2, 3) | [10 empty] | Organic SS, $/kg
[9 empty] | EIC & Gen |  |  | EIC & Gen |  |  | EIC & Gen |  | Total N, $/kg | 0
[17 empty] | Total P, $/kg | 0
| ANNUAL LOAD | Flow | TSS | BOD |  | TN | TP
|  | m3/yr | kg/yr | kg/yr |  | kg/yr | kg/yr
| WPA total | 330373.9264 | 260977.5498 | 131952.1629 |  | 26740.4513 | 4739.7758
| WPK total | 608556.3594 | 186941.6435 | 236033.8538 |  | 37145.8571 | 7127.6122
| OTN total | 34930.5 | 2260.0034 | 1236.5397 |  | 1435.6436 | 203.9941
| WPA & OTN total | 365304.4264 | 263237.5531 | 133188.7026 |  | 28176.0948 | 4943.7699
Not included in calculations - only applies to cost to treat for Otane, which as no trade waste
| Otane to WPA | [6 empty] | 1460625 |  |  | 78796.875 |  |  |  |  | 1539421.875
| Otane to WPA | P removal
pumping
Note on H8: [Threaded comment] Your version of Excel allows you to read this threaded comment; however, any edits to it will get removed if the file is opened in a newer version of Excel. Learn more: https://go.microsoft.com/fwlink/?linkid=870924 Comment: Cost per unit takes this into account
Note on L8: [Threaded comment] Your version of Excel allows you to read this threaded comment; however, any edits to it will get removed if the file is opened in a newer version of Excel. Learn more: https://go.microsoft.com/fwlink/?linkid=870924 Comment: includes Otane
Note on B46: [Threaded comment] Your version of Excel allows you to read this threaded comment; however, any edits to it will get removed if the file is opened in a newer version of Excel. Learn more: https://go.microsoft.com/fwlink/?linkid=870924 Comment: only applies to cost to treat for Otane
Note on I46: John Crawford: Stage 3 Pipe, Otane PS, fees

## WPA 15 0
Waipawa WWTP Cost To Treat - CAPEX only
| Date generated | 2021-02-15
| Date revised | 2021-03-24
| Includes | Year 1 - 3 LTP
| Generated by | Nicola Marvin
| Verified by | John Crawford
[7 empty] | recovery period yrs | 1
[8 empty] | WPA only |  |  | incl Otane |  |  | incl Otane
Item | Build | Targets / Benefits | Related to Influent | Suggest Assign Cost to | %age | Unit Charge | Weighting | Year 1 | incl EIC, gen | Rate | Year 2 | incl EIC, gen | Rate | Year 3 | Rate | Year 4 | Rate | Year 5 | Rate | Year 6 | Rate | Year 7 | Rate | Year 8 | Rate | Year 9 | Rate | Year 10 | Rate | Year 11 | Rate | Year 12 | Rate | Year 13 | Rate | Year 14 | Rate | Year 15 | Rate | Total
[7 empty] | Yr 1 total | 2723182.5513 |  | Yr 2 tot | 4037435.4683 |  | Yr 3 tot | 5331698.7877 |  | 3493123.7492 |  | 5731289.8208 |  | 9356383.4041 |  | 3057814.2697 |  | 340205.4 |  | 0 |  | 0
1 | WPA Additional Aeration | [6 empty] | 77655 | 134977.5169 | [30 empty] | 77655 | CAPEX Charges 0 Years
1 | WPK Additional Aeration | [6 empty] | 155310 | 243308.7353 | [31 empty] | WPA & WPA | Yr 1 | Yr 2 | Yr 3 | Yr 4 | Yr 5 | Yr 6 | Yr 7 | Yr 8 | Yr 9 | Yr 10 | Yr 11 | Yr 12 | Yr 13 | Yr 14 | Yr 15
| Total | [6 empty] | 232965 | 378286.2522 | [31 empty] | Flow, $/m3 | 0.8679 | 2.3747 | 13.9582 | 8.4247 | 8.629 | 14.0869 | 4.6038 | 0.51221 | 0 | 0 | 3.2193 | 4.165 | 1.4527 | 2.1299 | 1.3972
| Additional Aeration | Additional N Removal | TKN | 100% to TKN | 100% | Assigned cost / total throughput. | TW-TKN/Total-TKN |  |  | 5.0477 | [30 empty] | BOD, $/kg | 1.8673 | 3.5805 | 1.0871 | 1.9413 | 12.0488 | 19.6697 | 6.4284 | 0.71521 | 0 | 0 | 0 | 0.3032 | 2.0285 | 2.974 | 1.951
2 | WPA DAF | [6 empty] | 237028 | 411994.7316 |  | 355542 | 617992.0975 | [27 empty] | 592570 | TSS |  | 0.078577 | 0.078577 | 0.14032 | 0.87089 | 1.4217 | 0.46465 | 0.051696 | 0 | 0 | 0 | 0.021916 | 0.14662 | 0.21496 | 0.14102
2 | WPK DAF | [6 empty] | 648476.4 | 1015903.501 |  | 972714.6 | 1523855.2515 | [28 empty] | Inert SS, $/kg |  | 0.015715 | 0.015715 | 0.028063 | 0.17418 | 0.28435 | 0.092929 | 0.010339 | 0 | 0 | 0 | 0.0043831 | 0.029324 | 0.042993 | 0.028203
| Total | [6 empty] | 885504.4 | 1427898.2327 |  | 1328256.6 | 2141847.349 | [28 empty] | Organic SS, $/kg |  | 0.062862 | 0.062862 | 0.11225 | 0.69671 | 1.1374 | 0.37172 | 0.041356 | 0 | 0 | 0 | 0.017533 | 0.1173 | 0.17197 | 0.11281
| DAF | P removal | Phosphorus | 40% TP | 40% | ditto | TW-TP/Total-TP |  |  | 34.7691 |  |  | 50.0017 | [27 empty] | Total N, $/kg | 8.0992 | 4.665 | 1.6518 | 2.9496 | 18.3069 | 29.8861 | 9.7673 | 1.0867 | 0 | 0 | 0 | 0.46069 | 3.082 | 4.5187 | 2.9643
|  | TSS - Algae Removal | BOD | 40% BOD | 40% | ditto |  |  |  | 1.2489 |  |  | 1.856 | [27 empty] | Total P, $/kg | 34.7691 | 54.1856 | 4.184 | 7.4714 | 46.3718 | 75.7024 | 24.7407 | 2.7526 | 0 | 0 | 0 | 1.1669 | 7.8069 | 11.446 | 7.5086
|  | Clarity for UV Disinf | Flow | 20% Flow | 20% | ditto | TW-Flow / Total-flow |  |  | 0.24941 |  |  | 0.33834
3 | WPA UV Upgrade | [6 empty] | 117556 | 204332.1999 |  | 176334 | 306498.2998 | [27 empty] | 293890
3 | WPK UV Upgrade | [6 empty] | 157963.6 | 247465.8666 |  | 236945.4 | 371198.7999
| Total | [6 empty] | 275519.6 | 451798.0664 |  | 413279.4 | 677697.0997
| UV Upgrade | Pathogens | Flow | 100% Flow | 100% | ditto |  |  |  | 0.61849 |  |  | 0.83902
4 | WPA Desludging | [6 empty] | 113200 |  |  | 169800 | [28 empty] | 283000
4 | WPK Desludging | [6 empty] | 252000 |  |  | 378000
| Total | [6 empty] | 365200 |  |  | 547800
| Desludging | Additional BOD Removal | BOD | 50% BOD | 50% | ditto |  |  |  | 0.42894 |  |  | 0.63744
|  | Additional N Removal | TKN | 50% TKN | 50% | ditto | TW-TKN/Total-TKN |  |  | 2.1166 |  |  | 3.0132
5 | WPA Pond optimisation | [6 empty] | 50000 | [31 empty] | 50000
5 | WPK Pond optimisation | [6 empty] | 50000
| Total | [6 empty] | 100000
|  | Additional BOD Removal | BOD | 50% BOD | 50% | ditto |  |  |  | 0.18946
|  | Additional N Removal | TKN | 50% TKN | 50% | ditto | TW-TKN/Total-TKN |  |  | 0.93491
6 | Land dispersal | [6 empty] | 0 |  |  | 0 |  |  | 2632893.3675 | [15 empty] | 1176010.7354 |  | 1442163.4321 | [7 empty] | 2632893.3675
WPA |  |  |  | 100% flow | 100% |  |  |  |  | 0 |  |  | 0 |  | 7.2074 | [15 empty] | 3.2193 |  | 3.9478
7 | WPA to Walker Rd | [9 empty] | 152977.6038 |  |  | 2181692.0044 |  | 2569706.9352 | [23 empty] | 4904376.5434
WPA |  |  |  | 100% flow | 100% | [7 empty] | 0.41877 |  | 5.9723 |  | 7.0344
8 | WPK to WPA | [38 empty] | 0
WPK |  | pumping |  | % flow | 100%
9 | WPA Stage 1 | [9 empty] | 517113.4158 |  |  | 517113.4158 |  | 923416.814 |  | 5731289.8208 |  | 9356383.4041 |  | 3057814.2697 |  | 340205.4 | [15 empty] | 20443336.5402
WPA |  | BOD removal |  | % BOD | 28% | [7 empty] | 1.0871 |  | 1.0871 |  | 1.9413 |  | 12.0488 |  | 19.6697 |  | 6.4284 |  | 0.71521
WPA |  | N removal |  | % N | 9% | [7 empty] | 1.6518 |  | 1.6518 |  | 2.9496 |  | 18.3069 |  | 29.8861 |  | 9.7673 |  | 1.0867
WPA |  | TP removal |  | % TP | 4% | [7 empty] | 4.184 |  | 4.184 |  | 7.4714 |  | 46.3718 |  | 75.7024 |  | 24.7407 |  | 2.7526
WPA |  | Pathogens/pumping |  | % flow | 55% | [7 empty] | 0.77856 |  | 0.77856 |  | 1.3903 |  | 8.629 |  | 14.0869 |  | 4.6038 |  | 0.51221
WPA |  |  |  | % TSS | 4% | [7 empty] | 0.078577 |  | 0.078577 |  | 0.14032 |  | 0.87089 |  | 1.4217 |  | 0.46465 |  | 0.051696
10 | WPA Stage 2 | [9 empty] | 0 |  |  | 0 |  | 0 |  | 0 |  | 0 |  | 0 |  | 0 | [7 empty] | 144225.792 |  | 964889.856 |  | 1414662.8152 |  | 928025.492
W&W |  | BOD removal |  | % BOD | 28% | [27 empty] | 0.3032 |  | 2.0285 |  | 2.974 |  | 1.951
W&W |  | N removal |  | % N | 9% | [27 empty] | 0.46069 |  | 3.082 |  | 4.5187 |  | 2.9643
W&W |  | TP removal |  | % TP | 4% | [27 empty] | 1.1669 |  | 7.8069 |  | 11.446 |  | 7.5086
W&W |  | Pathogens/pumping |  | % flow | 55% | [27 empty] | 0.21715 |  | 1.4527 |  | 2.1299 |  | 1.3972
W&W |  |  |  | % TSS | 4% | [27 empty] | 0.021916 |  | 0.14662 |  | 0.21496 |  | 0.14102
[6 empty] | Total physical works | Yr 1 | 595439 |  | Yr 2 | 2959427.0196 |  | Yr 3 | 5331698.7877 | Yr 4 | 3493123.7492 | Yr 5 | 5731289.8208 | Yr 6 | 9356383.4041 | Yr 7 | 3057814.2697 | Yr 8 | 340205.4 | Yr 9 | 0 | Yr 10 | 0 | [11 empty] | 30865381.4511
[5 empty] | WPA | Items 1, 2, 3 | EIC Gen sum | 432239 |  |  | 531876 | [28 empty] | 964115
[5 empty] | WPK |  |  | 961750 |  |  | 1209660 | [28 empty] | 2171410
| EI/C WPA | only included in items 1, 2, 3 | [5 empty] | 42717.2663 |  |  | 52564.1803
| EI/C WPK | [6 empty] | 72956.3135 |  |  | 91762.2399
|  | All | All | All |  | Respread across others on pro-rata basis (items 1, 2, 3)
| General (G) WPA | only included in items 1,2,3 | [5 empty] | 276348.1821 |  |  | 340050.217
| General (G) WPK | [6 empty] | 471971.7894 |  |  | 593631.8115
| General (G) | All | All | All |  | Respread across others on pro-rata basis (items 1, 2, 3)
[9 empty] | EIC & Gen |  |  | EIC & Gen |  |  | EIC & Gen
[8 empty] | check WPA | 319065.4485 |  |  | 392614.3973
[8 empty] | check WPK | 544928.1029 |  |  | 685394.0514
| ANNUAL LOAD | Flow | TSS | BOD | TN | TP
|  | m3/yr | kg/yr | kg/yr | kg/yr | kg/yr
| WPA total | 330373.9264 | 260977.5498 | 131952.1629 | 26740.4513 | 4739.7758
| WPK total | 608556.3594 | 186941.6435 | 236033.8538 | 37145.8571 | 7127.6122
| OTN total | 34930.5 | 2260.0034 | 1236.5397 | 1435.6436 | 203.9941
| WPA & OTN total | 365304.4264 | 263237.5531 | 133188.7026 | 28176.0948 | 4943.7699
| WPA & WPK | 938930.2857 | 447919.1932 | 367986.0167 | 63886.3084 | 11867.388
| WPA & WPK & OTN | 973860.7857 | 450179.1966 | 369222.5564 | 65321.9519 | 12071.3822
Not included in calculations - only applies to cost to treat for Otane, which as no trade waste
| Otane to WPA | [6 empty] | 1460625 |  |  | 78796.875 | [28 empty] | 1539421.875
| Otane to WPA | P removal
pumping
Note on H9: [Threaded comment] Your version of Excel allows you to read this threaded comment; however, any edits to it will get removed if the file is opened in a newer version of Excel. Learn more: https://go.microsoft.com/fwlink/?linkid=870924 Comment: Cost per unit takes this into account
Note on L9: [Threaded comment] Your version of Excel allows you to read this threaded comment; however, any edits to it will get removed if the file is opened in a newer version of Excel. Learn more: https://go.microsoft.com/fwlink/?linkid=870924 Comment: includes Otane
Note on B39: [Threaded comment] Your version of Excel allows you to read this threaded comment; however, any edits to it will get removed if the file is opened in a newer version of Excel. Learn more: https://go.microsoft.com/fwlink/?linkid=870924 Comment: cost stays with WPK until stage 2
Note on F41: [Threaded comment] Your version of Excel allows you to read this threaded comment; however, any edits to it will get removed if the file is opened in a newer version of Excel. Learn more: https://go.microsoft.com/fwlink/?linkid=870924 Comment: includes all loads
Note on B47: [Threaded comment] Your version of Excel allows you to read this threaded comment; however, any edits to it will get removed if the file is opened in a newer version of Excel. Learn more: https://go.microsoft.com/fwlink/?linkid=870924 Comment: WPA & OTN used, will be charged in both
Note on F47: [Threaded comment] Your version of Excel allows you to read this threaded comment; however, any edits to it will get removed if the file is opened in a newer version of Excel. Learn more: https://go.microsoft.com/fwlink/?linkid=870924 Comment: includes all loads
Note on B80: [Threaded comment] Your version of Excel allows you to read this threaded comment; however, any edits to it will get removed if the file is opened in a newer version of Excel. Learn more: https://go.microsoft.com/fwlink/?linkid=870924 Comment: only applies to cost to treat for Otane
Note on I80: John Crawford: Stage 3 Pipe, Otane PS, fees

## WPA 15 10
Waipawa WWTP Cost To Treat - CAPEX only
| Date generated | 2021-02-15
| Date revised | 2021-03-24
| Includes | Year 1 - 3 LTP
| Generated by | Nicola Marvin
| Verified by | John Crawford
[7 empty] | recovery period yrs | 10 | assume new loan each yr drawn down for 10 years
[8 empty] | WPA only |  |  | incl Otane |  |  | incl Otane
Item | Build | Targets / Benefits | Related to Influent | Suggest Assign Cost to | %age | Unit Charge | Weighting | Year 1 | incl EIC, gen | Rate | Year 2 | incl EIC, gen | Rate | Year 3 | Rate | Year 4 | Rate | Year 5 | Rate | Year 6 | Rate | Year 7 | Rate | Year 8 | Rate | Year 9 | Rate | Year 10 | Rate | Year 11 | Rate | Year 12 | Rate | Year 13 | Rate | Year 14 | Rate | Year 15 | Rate | Total
[7 empty] | Yr 1 total | 2723182.5513 |  | Yr 2 tot | 4037435.4683 |  | Yr 3 tot | 5331698.7877 |  | 3493123.7492 |  | 5731289.8208 |  | 9356383.4041 |  | 3402086.1097 |  | 3012219.6 |  | 3103135.56 |  | 3649535.12
1 | WPA Additional Aeration | [6 empty] | 77655 | 134977.5169 | [30 empty] | 77655 | CAPEX Charges 10 Years
1 | WPK Additional Aeration | [6 empty] | 155310 | 243308.7353 | [31 empty] | WPA & WPA | Yr 1 | Yr 2 | Yr 3 | Yr 4 | Yr 5 | Yr 6 | Yr 7 | Yr 8 | Yr 9 | Yr 10 | Yr 11 | Yr 12 | Yr 13 | Yr 14 | Yr 15
| Total | [6 empty] | 232965 | 378286.2522 | [31 empty] | Flow, $/m3 | 0.08679 | 0.31596 | 1.7118 | 2.5543 | 3.4172 | 4.8258 | 5.2862 | 5.3374 | 5.3374 | 5.3374 | 4.0705 | 4.0489 | 4.1163 | 3.7024 | 2.9792
| Additional Aeration | Additional N Removal | TKN | 100% to TKN | 100% | Assigned cost / total throughput. | TW-TKN/Total-TKN |  |  | 0.50477 |  |  | 0.50477 |  | 0.50477 |  | 0.50477 |  | 0.50477 |  | 0.50477 |  | 0.50477 |  | 0.50477 |  | 0.50477 |  | 0.50477 | [11 empty] | BOD, $/kg | 0.18673 | 0.54323 | 0.65194 | 0.84607 | 2.0509 | 4.0179 | 4.6608 | 8.8459 | 4.7323 | 4.7323 | 4.604 | 4.2194 | 4.3135 | 4.4168 | 3.407
2 | WPA DAF | [6 empty] | 237028 | 411994.7316 |  | 355542 | 617992.0975 | [27 empty] | 592570 | TSS | 0 | 0.0078577 | 0.015715 | 0.029747 | 0.11684 | 0.25901 | 0.30548 | 0.31064 | 0.31064 | 0.31064 | 0.31064 | 0.30498 | 0.31178 | 0.31925 | 0.24626
2 | WPK DAF | [6 empty] | 648476.4 | 1015903.501 |  | 972714.6 | 1523855.2515 | [28 empty] | Inert SS, $/kg |  | 0.0015715 | 0.0031431 | 0.0059494 | 0.023367 | 0.051802 | 0.061095 | 0.062129 | 0.062129 | 0.062129 | 0.062129 | 0.060996 | 0.062357 | 0.063849 | 0.049252
| Total | [6 empty] | 885504.4 | 1427898.2327 |  | 1328256.6 | 2141847.349 | [28 empty] | Organic SS, $/kg |  | 0.0062862 | 0.012572 | 0.023798 | 0.093469 | 0.20721 | 0.24438 | 0.24852 | 0.24852 | 0.24852 | 0.24852 | 0.24398 | 0.24943 | 0.2554 | 0.19701
| DAF | P removal | Phosphorus | 40% TP | 40% | ditto | TW-TP/Total-TP |  |  | 3.4769 |  |  | 8.3336 |  | 8.3336 |  | 8.3336 |  | 8.3336 |  | 8.3336 |  | 8.3336 |  | 8.3336 |  | 8.3336 |  | 8.3336 |  | 7.0973 | [9 empty] | Total N, $/kg | 0.80992 | 1.2656 | 1.4308 | 1.7258 | 3.5565 | 6.5451 | 7.5218 | 7.6305 | 7.6305 | 7.6305 | 6.9493 | 6.4109 | 6.5539 | 6.7108 | 5.1766
|  | TSS - Algae Removal | BOD | 40% BOD | 40% | ditto |  |  |  | 0.12489 |  |  | 0.30933 |  | 0.30933 |  | 0.30933 |  | 0.30933 |  | 0.30933 |  | 0.30933 |  | 4.4229 |  | 0.30933 |  | 0.30933 |  | 0.23204 | [9 empty] | Total P, $/kg | 3.4769 | 8.752 | 9.1704 | 9.9175 | 14.5547 | 22.125 | 24.599 | 24.8743 | 24.8743 | 24.8743 | 23.638 | 16.239 | 16.6013 | 16.9987 | 13.1124
|  | Clarity for UV Disinf | Flow | 20% Flow | 20% | ditto | TW-Flow / Total-flow |  |  | 0.024941 |  |  | 0.056391 |  | 0.056391 |  | 0.056391 |  | 0.056391 |  | 0.056391 |  | 0.056391 |  | 0.056391 |  | 0.056391 |  | 0.056391 |  | 0.043987
3 | WPA UV Upgrade | [6 empty] | 117556 | 204332.1999 |  | 176334 | 306498.2998 | [27 empty] | 293890
3 | WPK UV Upgrade | [6 empty] | 157963.6 | 247465.8666 |  | 236945.4 | 371198.7999
| Total | [6 empty] | 275519.6 | 451798.0664 |  | 413279.4 | 677697.0997
| UV Upgrade | Pathogens | Flow | 100% Flow | 100% | ditto |  |  |  | 0.061849 |  |  | 0.13984 |  | 0.13984 |  | 0.13984 |  | 0.13984 |  | 0.13984 |  | 0.13984 |  | 0.13984 |  | 0.13984 |  | 0.13984 |  | 0.069589
4 | WPA Desludging | [6 empty] | 113200 |  |  | 169800 | [28 empty] | 283000
4 | WPK Desludging | [6 empty] | 252000 |  |  | 378000
| Total | [6 empty] | 365200 |  |  | 547800
| Desludging | Additional BOD Removal | BOD | 50% BOD | 50% | ditto |  |  |  | 0.042894 |  |  | 0.10624 |  | 0.10624 |  | 0.10624 |  | 0.10624 |  | 0.10624 |  | 0.10624 |  | 0.10624 |  | 0.10624 |  | 0.10624 |  | 0.074183
|  | Additional N Removal | TKN | 50% TKN | 50% | ditto | TW-TKN/Total-TKN |  |  | 0.21166 |  |  | 0.5022 |  | 0.5022 |  | 0.5022 |  | 0.5022 |  | 0.5022 |  | 0.5022 |  | 0.5022 |  | 0.5022 |  | 0.5022 |  | 0.41931
5 | WPA Pond optimisation | [6 empty] | 50000 | [31 empty] | 50000
5 | WPK Pond optimisation | [6 empty] | 50000
| Total | [6 empty] | 100000
|  | Additional BOD Removal | BOD | 50% BOD | 50% | ditto |  |  |  | 0.018946 |  |  | 0.018946 |  | 0.018946 |  | 0.018946 |  | 0.018946 |  | 0.018946 |  | 0.018946 |  | 0.018946 |  | 0.018946 |  | 0.018946
|  | Additional N Removal | TKN | 50% TKN | 50% | ditto | TW-TKN/Total-TKN |  |  | 0.093491 |  |  | 0.093491 |  | 0.093491 |  | 0.093491 |  | 0.093491 |  | 0.093491 |  | 0.093491 |  | 0.093491 |  | 0.093491 |  | 0.093491
6 | Land dispersal | [6 empty] | 0 |  |  | 0 |  |  | 2632893.3675 | [15 empty] | 1176010.7354 |  | 1442163.4321 | [7 empty] | 2632893.3675
WPA |  |  |  | 100% flow | 100% |  |  |  |  | 0 |  |  | 0 |  | 0.72074 |  | 0.72074 |  | 0.72074 |  | 0.72074 |  | 0.72074 |  | 0.72074 |  | 0.72074 |  | 0.72074 |  | 0.39111 |  | 0.5392 |  | 0.5392 |  | 0.5392 |  | 0.5392
7 | WPA to Walker Rd | [9 empty] | 152977.6038 |  |  | 2181692.0044 |  | 2569706.9352 | [23 empty] | 4904376.5434
|  |  |  | 100% flow | 100% | [7 empty] | 0.041877 |  | 0.6391 |  | 1.3425 |  | 1.3425 |  | 1.3425 |  | 1.3425 |  | 1.3425 |  | 1.3425 |  | 1.3425 |  | 0.48789 |  | 0.48789 |  | 0.48789
8 | WPK to WPA | [20 empty] | 344271.84 |  | 2672014.2 |  | 3103135.56 |  | 3649535.12 | [11 empty] | 9768956.72
|  | pumping |  | % flow | 100% | [25 empty] | 0 |  | 0 |  | 0 |  | 0 |  | 0
9 | WPA Stage 1 | [9 empty] | 517113.4158 |  |  | 517113.4158 |  | 923416.814 |  | 5731289.8208 |  | 9356383.4041 |  | 3057814.2697 |  | 340205.4 | [15 empty] | 20443336.5402
|  | BOD removal |  | % BOD | 28% | [7 empty] | 0.10871 |  | 0.21742 |  | 0.41155 |  | 1.6164 |  | 3.5834 |  | 4.2262 |  | 4.2978 |  | 4.2978 |  | 4.2978 |  | 4.2978 |  | 4.1891 |  | 4.0803 |  | 3.8862 |  | 2.6813
|  | N removal |  | % N | 9% | [7 empty] | 0.16518 |  | 0.33035 |  | 0.62531 |  | 2.456 |  | 5.4446 |  | 6.4213 |  | 6.53 |  | 6.53 |  | 6.53 |  | 6.53 |  | 6.3648 |  | 6.1997 |  | 5.9047 |  | 4.074
|  | TP removal |  | % TP | 4% | [7 empty] | 0.4184 |  | 0.83679 |  | 1.5839 |  | 6.2211 |  | 13.7914 |  | 16.2654 |  | 16.5407 |  | 16.5407 |  | 16.5407 |  | 16.5407 |  | 16.1223 |  | 15.7039 |  | 14.9568 |  | 10.3196
|  | Pathogens/pumping |  | % flow | 55% | [7 empty] | 0.077856 |  | 0.15571 |  | 0.29474 |  | 1.1576 |  | 2.5663 |  | 3.0267 |  | 3.0779 |  | 3.0779 |  | 3.0779 |  | 3.0779 |  | 3.0001 |  | 2.9222 |  | 2.7832 |  | 1.9203
|  |  |  | % TSS | 4% | [7 empty] | 0.0078577 |  | 0.015715 |  | 0.029747 |  | 0.11684 |  | 0.25901 |  | 0.30548 |  | 0.31064 |  | 0.31064 |  | 0.31064 |  | 0.31064 |  | 0.30279 |  | 0.29493 |  | 0.2809 |  | 0.19381
10 | WPA Stage 2 | [9 empty] | 0 |  |  | 0 |  | 0 |  | 0 |  | 0 |  | 0 |  | 0 | [7 empty] | 144225.792 |  | 964889.856 |  | 1414662.8152 |  | 928025.492
|  | BOD removal |  | % BOD | 28% | [27 empty] | 0.03032 |  | 0.23317 |  | 0.53057 |  | 0.72567
|  | N removal |  | % N | 9% | [27 empty] | 0.046069 |  | 0.35427 |  | 0.80614 |  | 1.1026
|  | TP removal |  | % TP | 4% | [27 empty] | 0.11669 |  | 0.89738 |  | 2.042 |  | 2.7929
|  | Pathogens/pumping |  | % flow | 55% | [27 empty] | 0.021715 |  | 0.16699 |  | 0.37998 |  | 0.5197
|  |  |  | % TSS | 4% | [27 empty] | 0.0021916 |  | 0.016853 |  | 0.03835 |  | 0.052452
[6 empty] | Total physical works | Yr 1 | 595439 |  | Yr 2 | 2959427.0196 |  | Yr 3 | 5331698.7877 | Yr 4 | 3493123.7492 | Yr 5 | 5731289.8208 | Yr 6 | 9356383.4041 | Yr 7 | 3402086.1097 | Yr 8 | 3012219.6 | Yr 9 | 3103135.56 | Yr 10 | 3649535.12 | [11 empty] | 40634338.1711
[5 empty] | WPA | Items 1, 2, 3 | EIC Gen sum | 432239 |  |  | 531876 | [28 empty] | 964115
[5 empty] | WPK |  |  | 961750 |  |  | 1209660 | [28 empty] | 2171410
| EI/C WPA | only included in items 1, 2, 3 | [5 empty] | 42717.2663 |  |  | 52564.1803
| EI/C WPK | [6 empty] | 72956.3135 |  |  | 91762.2399
|  | All | All | All |  | Respread across others on pro-rata basis (items 1, 2, 3)
| General (G) WPA | only included in items 1,2,3 | [5 empty] | 276348.1821 |  |  | 340050.217
| General (G) WPK | [6 empty] | 471971.7894 |  |  | 593631.8115
| General (G) | All | All | All |  | Respread across others on pro-rata basis (items 1, 2, 3)
[9 empty] | EIC & Gen |  |  | EIC & Gen |  |  | EIC & Gen
[8 empty] | check WPA | 319065.4485 |  |  | 392614.3973
[8 empty] | check WPK | 544928.1029 |  |  | 685394.0514
| ANNUAL LOAD | Flow | TSS | BOD | TN | TP
|  | m3/yr | kg/yr | kg/yr | kg/yr | kg/yr
| WPA total | 330373.9264 | 260977.5498 | 131952.1629 | 26740.4513 | 4739.7758
| WPK total | 608556.3594 | 186941.6435 | 236033.8538 | 37145.8571 | 7127.6122
| OTN total | 34930.5 | 2260.0034 | 1236.5397 | 1435.6436 | 203.9941
| WPA & OTN total | 365304.4264 | 263237.5531 | 133188.7026 | 28176.0948 | 4943.7699
| WPA & WPK | 938930.2857 | 447919.1932 | 367986.0167 | 63886.3084 | 11867.388
| WPA & WPK & OTN | 973860.7857 | 450179.1966 | 369222.5564 | 65321.9519 | 12071.3822
Not included in calculations - only applies to cost to treat for Otane, which as no trade waste
| Otane to WPA | [6 empty] | 1460625 |  |  | 78796.875 | [28 empty] | 1539421.875
| Otane to WPA | P removal
pumping
Note on H9: [Threaded comment] Your version of Excel allows you to read this threaded comment; however, any edits to it will get removed if the file is opened in a newer version of Excel. Learn more: https://go.microsoft.com/fwlink/?linkid=870924 Comment: Cost per unit takes this into account
Note on L9: [Threaded comment] Your version of Excel allows you to read this threaded comment; however, any edits to it will get removed if the file is opened in a newer version of Excel. Learn more: https://go.microsoft.com/fwlink/?linkid=870924 Comment: includes Otane
Note on F41: [Threaded comment] Your version of Excel allows you to read this threaded comment; however, any edits to it will get removed if the file is opened in a newer version of Excel. Learn more: https://go.microsoft.com/fwlink/?linkid=870924 Comment: includes all loads
Note on F47: [Threaded comment] Your version of Excel allows you to read this threaded comment; however, any edits to it will get removed if the file is opened in a newer version of Excel. Learn more: https://go.microsoft.com/fwlink/?linkid=870924 Comment: includes all loads
Note on B80: [Threaded comment] Your version of Excel allows you to read this threaded comment; however, any edits to it will get removed if the file is opened in a newer version of Excel. Learn more: https://go.microsoft.com/fwlink/?linkid=870924 Comment: only applies to cost to treat for Otane
Note on I80: John Crawford: Stage 3 Pipe, Otane PS, fees

## WPA 15 30
Waipawa WWTP Cost To Treat - CAPEX only
| Date generated | 2021-02-15
| Date revised | 2021-03-24
| Includes | Year 1 - 3 LTP
| Generated by | Nicola Marvin
| Verified by | John Crawford
[7 empty] | recovery period yrs | 30
[8 empty] | WPA only |  |  | incl Otane |  |  | incl Otane
Item | Build | Targets / Benefits | Related to Influent | Suggest Assign Cost to | %age | Unit Charge | Weighting | Year 1 | incl EIC, gen | Rate | Year 2 | incl EIC, gen | Rate | Year 3 | Rate | Year 4 | Rate | Year 5 | Rate | Year 6 | Rate | Year 7 | Rate | Year 8 | Rate | Year 9 | Rate | Year 10 | Rate | Year 11 | Rate | Year 12 | Rate | Year 13 | Rate | Year 14 | Rate | Year 15 | Rate | Total
[7 empty] | Yr 1 total | 2723182.5513 |  | Yr 2 tot | 4037435.4683 |  | Yr 3 tot | 5331698.7877 |  | 3493123.7492 |  | 5731289.8208 |  | 9356383.4041 |  | 3402086.1097 |  | 3012219.6 |  | 3103135.56 |  | 3649535.12
1 | WPA Additional Aeration | [6 empty] | 77655 | 134977.5169 | [30 empty] | 77655 | CAPEX Charges 10 Years
1 | WPK Additional Aeration | [6 empty] | 155310 | 243308.7353 | [31 empty] | WPA & WPA | Yr 1 | Yr 2 | Yr 3 | Yr 4 | Yr 5 | Yr 6 | Yr 7 | Yr 8 | Yr 9 | Yr 10 | Yr 11 | Yr 12 | Yr 13 | Yr 14 | Yr 15
| Total | [6 empty] | 232965 | 378286.2522 | [31 empty] | Flow, $/m3 | 0.02893 | 0.10532 | 0.57059 | 0.85142 | 1.1391 | 1.6086 | 1.7621 | 1.7791 | 1.7791 | 1.7791 | 1.8865 | 2.0253 | 2.0737 | 2.1447 | 2.1913
| Additional Aeration | Additional N Removal | TKN | 100% to TKN | 100% | Assigned cost / total throughput. | TW-TKN/Total-TKN |  |  | 0.16826 |  |  | 0.16826 |  | 0.16826 |  | 0.16826 |  | 0.16826 |  | 0.16826 |  | 0.16826 |  | 0.16826 |  | 0.16826 |  | 0.16826 |  | 0.16826 |  | 0.16826 |  | 0.16826 |  | 0.16826 |  | 0.16826 |  | BOD, $/kg | 0.062244 | 0.18108 | 0.21731 | 0.28202 | 0.68365 | 1.3393 | 1.5536 | 1.5774 | 1.5774 | 1.5774 | 1.5774 | 1.5875 | 1.6551 | 1.7543 | 1.8193
2 | WPA DAF | [6 empty] | 237028 | 411994.7316 |  | 355542 | 617992.0975 | [27 empty] | 592570 | TSS | 0 | 0.0026192 | 0.0052385 | 0.0099157 | 0.038945 | 0.086337 | 0.10183 | 0.10355 | 0.10355 | 0.10355 | 0.10355 | 0.10428 | 0.10917 | 0.11633 | 0.12103
2 | WPK DAF | [6 empty] | 648476.4 | 1015903.501 |  | 972714.6 | 1523855.2515 | [28 empty] | Inert SS, $/kg |  | 0.00052385 | 0.0010477 | 0.0019831 | 0.0077891 | 0.017267 | 0.020365 | 0.02071 | 0.02071 | 0.02071 | 0.02071 | 0.020856 | 0.021833 | 0.023266 | 0.024206
| Total | [6 empty] | 885504.4 | 1427898.2327 |  | 1328256.6 | 2141847.349 | [28 empty] | Organic SS, $/kg |  | 0.0020954 | 0.0041908 | 0.0079326 | 0.031156 | 0.069069 | 0.08146 | 0.082839 | 0.082839 | 0.082839 | 0.082839 | 0.083423 | 0.087333 | 0.093065 | 0.096826
| DAF | P removal | Phosphorus | 40% TP | 40% | ditto | TW-TP/Total-TP |  |  | 1.159 |  |  | 2.7779 |  | 2.7779 |  | 2.7779 |  | 2.7779 |  | 2.7779 |  | 2.7779 |  | 2.7779 |  | 2.7779 |  | 2.7779 |  | 2.7779 |  | 2.7779 |  | 2.7779 |  | 2.7779 |  | 2.7779 |  | Total N, $/kg | 0.26997 | 0.42188 | 0.47694 | 0.57526 | 1.1855 | 2.1817 | 2.5073 | 2.5435 | 2.5435 | 2.5435 | 2.5435 | 2.5588 | 2.6616 | 2.8122 | 2.911
|  | TSS - Algae Removal | BOD | 40% BOD | 40% | ditto |  |  |  | 0.041631 |  |  | 0.10311 |  | 0.10311 |  | 0.10311 |  | 0.10311 |  | 0.10311 |  | 0.10311 |  | 0.10311 |  | 0.10311 |  | 0.10311 |  | 0.10311 |  | 0.10311 |  | 0.10311 |  | 0.10311 |  | 0.10311 |  | Total P, $/kg | 1.159 | 2.9173 | 3.0568 | 3.3058 | 4.8516 | 7.375 | 8.1997 | 8.2914 | 8.2914 | 8.2914 | 8.2914 | 8.3303 | 8.5906 | 8.9721 | 9.2224
|  | Clarity for UV Disinf | Flow | 20% Flow | 20% | ditto | TW-Flow / Total-flow |  |  | 0.0083137 |  |  | 0.018797 |  | 0.018797 |  | 0.018797 |  | 0.018797 |  | 0.018797 |  | 0.018797 |  | 0.018797 |  | 0.018797 |  | 0.018797 |  | 0.018797 |  | 0.018797 |  | 0.018797 |  | 0.018797 |  | 0.018797
3 | WPA UV Upgrade | [6 empty] | 117556 | 204332.1999 |  | 176334 | 306498.2998 | [27 empty] | 293890
3 | WPK UV Upgrade | [6 empty] | 157963.6 | 247465.8666 |  | 236945.4 | 371198.7999
| Total | [6 empty] | 275519.6 | 451798.0664 |  | 413279.4 | 677697.0997
| UV Upgrade | Pathogens | Flow | 100% Flow | 100% | ditto |  |  |  | 0.020616 |  |  | 0.046612 |  | 0.046612 |  | 0.046612 |  | 0.046612 |  | 0.046612 |  | 0.046612 |  | 0.046612 |  | 0.046612 |  | 0.046612 |  | 0.046612 |  | 0.046612 |  | 0.046612 |  | 0.046612 |  | 0.046612
4 | WPA Desludging | [6 empty] | 113200 |  |  | 169800 | [28 empty] | 283000
4 | WPK Desludging | [6 empty] | 252000 |  |  | 378000
| Total | [6 empty] | 365200 |  |  | 547800
| Desludging | Additional BOD Removal | BOD | 50% BOD | 50% | ditto |  |  |  | 0.014298 |  |  | 0.035413 |  | 0.035413 |  | 0.035413 |  | 0.035413 |  | 0.035413 |  | 0.035413 |  | 0.035413 |  | 0.035413 |  | 0.035413 |  | 0.035413 |  | 0.035413 |  | 0.035413 |  | 0.035413 |  | 0.035413
|  | Additional N Removal | TKN | 50% TKN | 50% | ditto | TW-TKN/Total-TKN |  |  | 0.070555 |  |  | 0.1674 |  | 0.1674 |  | 0.1674 |  | 0.1674 |  | 0.1674 |  | 0.1674 |  | 0.1674 |  | 0.1674 |  | 0.1674 |  | 0.1674 |  | 0.1674 |  | 0.1674 |  | 0.1674 |  | 0.1674
5 | WPA Pond optimisation | [6 empty] | 50000 | [31 empty] | 50000
5 | WPK Pond optimisation | [6 empty] | 50000
| Total | [6 empty] | 100000
|  | Additional BOD Removal | BOD | 50% BOD | 50% | ditto |  |  |  | 0.0063154 |  |  | 0.0063154 |  | 0.0063154 |  | 0.0063154 |  | 0.0063154 |  | 0.0063154 |  | 0.0063154 |  | 0.0063154 |  | 0.0063154 |  | 0.0063154 |  | 0.0063154 |  | 0.0063154 |  | 0.0063154 |  | 0.0063154 |  | 0.0063154
|  | Additional N Removal | TKN | 50% TKN | 50% | ditto | TW-TKN/Total-TKN |  |  | 0.031164 |  |  | 0.031164 |  | 0.031164 |  | 0.031164 |  | 0.031164 |  | 0.031164 |  | 0.031164 |  | 0.031164 |  | 0.031164 |  | 0.031164 |  | 0.031164 |  | 0.031164 |  | 0.031164 |  | 0.031164 |  | 0.031164
6 | Land dispersal | [6 empty] | 0 |  |  | 0 |  |  | 2632893.3675 | [15 empty] | 1176010.7354 |  | 1442163.4321 | [7 empty] | 2632893.3675
WPA |  |  |  | 100% flow | 100% |  |  |  |  | 0 |  |  | 0 |  | 0.24025 |  | 0.24025 |  | 0.24025 |  | 0.24025 |  | 0.24025 |  | 0.24025 |  | 0.24025 |  | 0.24025 |  | 0.34756 |  | 0.47915 |  | 0.47915 |  | 0.47915 |  | 0.47915
7 | WPA to Walker Rd | [9 empty] | 152977.6038 |  |  | 2181692.0044 |  | 2569706.9352 | [23 empty] | 4904376.5434
|  |  |  | 100% flow | 100% | [7 empty] | 0.013959 |  | 0.21303 |  | 0.44752 |  | 0.44752 |  | 0.44752 |  | 0.44752 |  | 0.44752 |  | 0.44752 |  | 0.44752 |  | 0.44752 |  | 0.44752 |  | 0.44752 |  | 0.44752 |  | 0.44752
8 | WPK to WPA | [20 empty] | 344271.84 |  | 2672014.2 |  | 3103135.56 |  | 3649535.12 | [11 empty] | 9768956.72
|  | pumping |  | % flow | 100% | [25 empty] | 0 |  | 0 |  | 0 |  | 0 |  | 0
9 | WPA Stage 1 | [9 empty] | 517113.4158 |  |  | 517113.4158 |  | 923416.814 |  | 5731289.8208 |  | 9356383.4041 |  | 3057814.2697 |  | 340205.4 | [15 empty] | 20443336.5402
|  | BOD removal |  | % BOD | 28% | [7 empty] | 0.036237 |  | 0.072474 |  | 0.13718 |  | 0.53881 |  | 1.1945 |  | 1.4087 |  | 1.4326 |  | 1.4326 |  | 1.4326 |  | 1.4326 |  | 1.4326 |  | 1.4326 |  | 1.4326 |  | 1.4326
|  | N removal |  | % N | 9% | [7 empty] | 0.055059 |  | 0.11012 |  | 0.20844 |  | 0.81867 |  | 1.8149 |  | 2.1404 |  | 2.1767 |  | 2.1767 |  | 2.1767 |  | 2.1767 |  | 2.1767 |  | 2.1767 |  | 2.1767 |  | 2.1767
|  | TP removal |  | % TP | 4% | [7 empty] | 0.13947 |  | 0.27893 |  | 0.52798 |  | 2.0737 |  | 4.5971 |  | 5.4218 |  | 5.5136 |  | 5.5136 |  | 5.5136 |  | 5.5136 |  | 5.5136 |  | 5.5136 |  | 5.5136 |  | 5.5136
|  | Pathogens/pumping |  | % flow | 55% | [7 empty] | 0.025952 |  | 0.051904 |  | 0.098247 |  | 0.38588 |  | 0.85544 |  | 1.0089 |  | 1.026 |  | 1.026 |  | 1.026 |  | 1.026 |  | 1.026 |  | 1.026 |  | 1.026 |  | 1.026
|  |  |  | % TSS | 4% | [7 empty] | 0.0026192 |  | 0.0052385 |  | 0.0099157 |  | 0.038945 |  | 0.086337 |  | 0.10183 |  | 0.10355 |  | 0.10355 |  | 0.10355 |  | 0.10355 |  | 0.10355 |  | 0.10355 |  | 0.10355 |  | 0.10355
10 | WPA Stage 2 | [9 empty] | 0 |  |  | 0 |  | 0 |  | 0 |  | 0 |  | 0 |  | 0 | [7 empty] | 144225.792 |  | 964889.856 |  | 1414662.8152 |  | 928025.492
|  | BOD removal |  | % BOD | 28% | [27 empty] | 0.010107 |  | 0.077722 |  | 0.17686 |  | 0.24189
|  | N removal |  | % N | 9% | [27 empty] | 0.015356 |  | 0.11809 |  | 0.26871 |  | 0.36752
|  | TP removal |  | % TP | 4% | [27 empty] | 0.038898 |  | 0.29913 |  | 0.68066 |  | 0.93095
|  | Pathogens/pumping |  | % flow | 55% | [27 empty] | 0.0072382 |  | 0.055663 |  | 0.12666 |  | 0.17323
|  |  |  | % TSS | 4% | [27 empty] | 0.00073052 |  | 0.0056178 |  | 0.012783 |  | 0.017484
[6 empty] | Total physical works | Yr 1 | 595439 |  | Yr 2 | 2959427.0196 |  | Yr 3 | 5331698.7877 | Yr 4 | 3493123.7492 | Yr 5 | 5731289.8208 | Yr 6 | 9356383.4041 | Yr 7 | 3402086.1097 | Yr 8 | 3012219.6 | Yr 9 | 3103135.56 | Yr 10 | 3649535.12 | [11 empty] | 40634338.1711
[5 empty] | WPA | Items 1, 2, 3 | EIC Gen sum | 432239 |  |  | 531876 | [28 empty] | 964115
[5 empty] | WPK |  |  | 961750 |  |  | 1209660 | [28 empty] | 2171410
| EI/C WPA | only included in items 1, 2, 3 | [5 empty] | 42717.2663 |  |  | 52564.1803
| EI/C WPK | [6 empty] | 72956.3135 |  |  | 91762.2399
|  | All | All | All |  | Respread across others on pro-rata basis (items 1, 2, 3)
| General (G) WPA | only included in items 1,2,3 | [5 empty] | 276348.1821 |  |  | 340050.217
| General (G) WPK | [6 empty] | 471971.7894 |  |  | 593631.8115
| General (G) | All | All | All |  | Respread across others on pro-rata basis (items 1, 2, 3)
[9 empty] | EIC & Gen |  |  | EIC & Gen |  |  | EIC & Gen
[8 empty] | check WPA | 319065.4485 |  |  | 392614.3973
[8 empty] | check WPK | 544928.1029 |  |  | 685394.0514
| ANNUAL LOAD | Flow | TSS | BOD | TN | TP
|  | m3/yr | kg/yr | kg/yr | kg/yr | kg/yr
| WPA total | 330373.9264 | 260977.5498 | 131952.1629 | 26740.4513 | 4739.7758
| WPK total | 608556.3594 | 186941.6435 | 236033.8538 | 37145.8571 | 7127.6122
| OTN total | 34930.5 | 2260.0034 | 1236.5397 | 1435.6436 | 203.9941
| WPA & OTN total | 365304.4264 | 263237.5531 | 133188.7026 | 28176.0948 | 4943.7699
| WPA & WPK | 938930.2857 | 447919.1932 | 367986.0167 | 63886.3084 | 11867.388
| WPA & WPK & OTN | 973860.7857 | 450179.1966 | 369222.5564 | 65321.9519 | 12071.3822
Not included in calculations - only applies to cost to treat for Otane, which as no trade waste
| Otane to WPA | [6 empty] | 1460625 |  |  | 78796.875 | [28 empty] | 1539421.875
| Otane to WPA | P removal
pumping
Note on H9: [Threaded comment] Your version of Excel allows you to read this threaded comment; however, any edits to it will get removed if the file is opened in a newer version of Excel. Learn more: https://go.microsoft.com/fwlink/?linkid=870924 Comment: Cost per unit takes this into account
Note on L9: [Threaded comment] Your version of Excel allows you to read this threaded comment; however, any edits to it will get removed if the file is opened in a newer version of Excel. Learn more: https://go.microsoft.com/fwlink/?linkid=870924 Comment: includes Otane
Note on F41: [Threaded comment] Your version of Excel allows you to read this threaded comment; however, any edits to it will get removed if the file is opened in a newer version of Excel. Learn more: https://go.microsoft.com/fwlink/?linkid=870924 Comment: includes all loads
Note on F47: [Threaded comment] Your version of Excel allows you to read this threaded comment; however, any edits to it will get removed if the file is opened in a newer version of Excel. Learn more: https://go.microsoft.com/fwlink/?linkid=870924 Comment: includes all loads
Note on B80: [Threaded comment] Your version of Excel allows you to read this threaded comment; however, any edits to it will get removed if the file is opened in a newer version of Excel. Learn more: https://go.microsoft.com/fwlink/?linkid=870924 Comment: only applies to cost to treat for Otane
Note on I80: John Crawford: Stage 3 Pipe, Otane PS, fees

## WPK
Waipukurau WWTP Cost To Treat - CAPEX only
| Date generated | 2021-02-15
| Includes | Year 1 - 3 LTP
| Generated by | Nicola Marvin
| Verified by | John Crawford
[6 empty] | recovery period yrs | 1 | assume new loan each yr drawn down for 10 years
CAPEX Charges Year 1 LTP
Item | Build | Targets | Related to Influent | Suggest Assign Cost to | Percentage | Unit Charge | Weighting | Year 1 | Incl EIC, Gen | Rate | Year 2 | Incl EIC, Gen | Rate | Year 3 | Rate | total physical only | total | WAIPUKURAU | $ ex GST
[7 empty] | Yr 1 tot | 1625406.0268 |  | Yr 2 tot | 1958925.1275 |  | Yr 3 tot | 0
1 | Additional Aeration | [6 empty] | 155310 | 269455.9417 | [6 empty] | 155310 | 269455.9417 | Flow, $/m3 | 0.70665
| Additional Aeration | Additional N Removal | TKN | 100% to TKN | 100% | Assigned cost / total throughput. | TW-TKN/Total-TKN |  |  | 7.254 | [7 empty] | BOD, $/kg | 1.9614
2 | DAF | [6 empty] | 449516 | 779890.2653 |  | 674274 | 1169835.398 |  |  |  | 1123790 | 1949725.6633 | Inert SS, $/kg
| DAF | P removal | Phosphorus | 40% TP | 40% | ditto | TW-TP/Total-TP |  |  | 43.7673 |  |  | 65.6509 |  |  |  |  | Organic SS, $/kg
|  | TSS - Algae Removal | BOD | 40% BOD | 40% | ditto |  |  |  | 1.3217 |  |  | 1.9825 |  |  |  |  | Total N, $/kg | 11.3191
|  | Clarity for UV Disinf | Flow | 20% Flow | 20% | ditto | TW-Flow / Total-flow |  |  | 0.25631 |  |  | 0.38446 |  |  |  |  | Total P, $/kg | 43.7673
3 | UV Upgrade | [6 empty] | 157963.6 | 274059.8197 |  | 236945.4 | 411089.7296 |  |  |  | 394909 | 685149.5493
| UV Upgrade | Pathogens | Flow | 100% Flow | 100% | ditto |  |  |  | 0.45034 |  |  | 0.67552 |  |  |  |  | CAPEX Charges Year 2 LTP
4 | Desludging | [6 empty] | 252000 |  |  | 378000 |  |  |  |  | 630000 | 630000 | WAIPUKURAU | $ ex GST
| Desludging | Additional BOD Removal | BOD | 50% BOD | 50% | ditto |  |  |  | 0.53382 |  |  | 0.80073 |  |  |  |  | Flow, $/m3 | 1.06
|  | Additional N Removal | TKN | 50% TKN | 50% | ditto | TW-TKN/Total-TKN |  |  | 3.392 |  |  | 5.0881 |  |  |  |  | BOD, $/kg | 2.7832
5 | Pond optimisation | [6 empty] | 50000 | [8 empty] | 50000 | Inert SS, $/kg
|  | Additional BOD Removal | BOD | 50% BOD | 50% | ditto |  |  |  | 0.10592 | [6 empty] | 0 | Organic SS, $/kg
|  | Additional N Removal | TKN | 50% TKN | 50% | ditto | TW-TKN/Total-TKN |  |  | 0.67302 | [6 empty] | 0 | Total N, $/kg | 5.0881
[6 empty] | Total physical works | Yr 1 | 1064789.6 |  | Yr 2 | 1289219.4 |  | Yr 3 | 0 |  | 2354009 | 3584331.1543 | Total P, $/kg | 65.6509
[7 empty] | EIC & Gen total | 762789.6 |  |  | 911219.4 |  |  | 0 |  | 1674009
| EI/C | [6 empty] | 75056.7049 |  |  | 89661.8485 | [6 empty] | CAPEX Charges Year 3 LTP
|  | All | All | All |  | Respread across others on pro-rata basis - items 1, 2, 3 only | [11 empty] | WAIPUKURAU | $ ex GST
| General (G) | [6 empty] | 485559.7219 |  |  | 580043.879 |  |  | 0 |  |  |  | Flow, $/m3 | 0
| General (G) | All | All | All |  | Respread across others on pro-rata basis - items 1, 2, 3 only | [11 empty] | BOD, $/kg | 0
Inert SS, $/kg
Organic SS, $/kg
[18 empty] | Total N, $/kg | 0
[18 empty] | Total P, $/kg | 0
|  | Flow | TSS | BOD | TN | TP
|  | m3/yr | kg/yr | kg/yr | kg/yr | kg/yr
| WPA total | 330373.9264 | 260977.5498 | 131952.1629 | 26740.4513 | 4739.7758
| WPK total | 608556.3594 | 186941.6435 | 236033.8538 | 37145.8571 | 7127.6122
| OTN total | 34930.5 | 2260.0034 | 1236.5397 | 1435.6436 | 203.9941
| WPA & OTN total | 365304.4264 | 263237.5531 | 133188.7026 | 28176.0948 | 4943.7699
Note on H8: [Threaded comment] Your version of Excel allows you to read this threaded comment; however, any edits to it will get removed if the file is opened in a newer version of Excel. Learn more: https://go.microsoft.com/fwlink/?linkid=870924 Comment: cost per unit takes this into account
Note on I8: [Threaded comment] Your version of Excel allows you to read this threaded comment; however, any edits to it will get removed if the file is opened in a newer version of Excel. Learn more: https://go.microsoft.com/fwlink/?linkid=870924 Comment: WPA only
Note on L8: [Threaded comment] Your version of Excel allows you to read this threaded comment; however, any edits to it will get removed if the file is opened in a newer version of Excel. Learn more: https://go.microsoft.com/fwlink/?linkid=870924 Comment: includes Otane

## WPK 15 0
Waipawa WWTP Cost To Treat - CAPEX only
| Date generated | 2021-02-15
| Date revised | 2021-03-24
| Includes | Year 1 - 3 LTP
| Generated by | Nicola Marvin
| Verified by | John Crawford
[7 empty] | recovery period yrs | 1
[8 empty] | WPK only |  |  | incl Otane |  |  | incl Otane | [17 empty] | start charging both
Item | Build | Targets / Benefits | Related to Influent | Suggest Assign Cost to | %age | Unit Charge | Weighting | Year 1 | incl EIC, gen | Rate | Year 2 | incl EIC, gen | Rate | Year 3 | Rate | Year 4 | Rate | Year 5 | Rate | Year 6 | Rate | Year 7 | Rate | Year 8 | Rate | Year 9 | Rate | Year 10 | Rate | Year 11 | Rate | Year 12 | Rate | Year 13 | Rate | Year 14 | Rate | Year 15 | Rate | Total
[7 empty] | Yr 1 total | 2723182.5513 |  | Yr 2 tot | 3367344.4487 |  | Yr 3 tot | 0 |  | 0 |  | 0 |  | 0 |  | 344271.84 |  | 2672014.2 |  | 3103135.56 |  | 3649535.12
1 | WPA Additional Aeration | [6 empty] | 77655 | 134977.5169 | [30 empty] | 77655 | CAPEX Charges 0 Years
1 | WPK Additional Aeration | [6 empty] | 155310 | 243308.7353 | [31 empty] | WPA & WPA | Yr 1 | Yr 2 | Yr 3 | Yr 4 | Yr 5 | Yr 6 | Yr 7 | Yr 8 | Yr 9 | Yr 10 | Yr 11 | Yr 12 | Yr 13 | Yr 14 | Yr 15
| Total | [6 empty] | 232965 | 378286.2522 | [31 empty] | Flow, $/m3 | 0.74052 | 1.1108 | 0 | 0 | 0 | 0 | 0.56572 | 4.3907 | 5.0992 | 5.997 | 0 | 2.5002 | 0.87205 | 1.2785 | 0.83873
| Additional Aeration | Additional N Removal | TKN | 100% to TKN | 100% | Assigned cost / total throughput. | TW-TKN/Total-TKN |  |  | 6.5501 | [30 empty] | BOD, $/kg | 2.3614 | 3.3832 | 0 | 0 | 0 | 0 | 0 | 0 | 0 | 0 | 0 | 0.17109 | 1.1446 | 1.6782 | 1.1009
2 | WPA DAF | [6 empty] | 237028 | 411994.7316 |  | 355542 | 617992.0975 | [27 empty] | 592570 | TSS |  | 0 | 0 | 0 | 0 | 0 | 0 | 0 | 0 | 0 | 0 | 0.03086 | 0.20646 | 0.3027 | 0.14102
2 | WPK DAF | [6 empty] | 648476.4 | 1015903.501 |  | 972714.6 | 1523855.2515 | [28 empty] | Inert SS, $/kg |  | 0 | 0 | 0 | 0 | 0 | 0 | 0 | 0 | 0 | 0 | 0.006172 | 0.041292 | 0.060539 | 0.028203
| Total | [6 empty] | 885504.4 | 1427898.2327 |  | 1328256.6 | 2141847.349 | [28 empty] | Organic SS, $/kg |  | 0 | 0 | 0 | 0 | 0 | 0 | 0 | 0 | 0 | 0 | 0.024688 | 0.16517 | 0.24216 | 0.11281
| DAF | P removal | Phosphorus | 40% TP | 40% | ditto | TW-TP/Total-TP |  |  | 57.0123 |  |  | 85.5184 | [27 empty] | Total N, $/kg | 11.9351 | 5.0881 | 0 | 0 | 0 | 0 | 0 | 0 | 0 | 0 | 0 | 0.34944 | 2.3378 | 3.4276 | 2.2485
|  | TSS - Algae Removal | BOD | 40% BOD | 40% | ditto |  |  |  | 1.7216 |  |  | 2.5824 | [27 empty] | Total P, $/kg | 57.0123 | 85.5184 | 0 | 0 | 0 | 0 | 0 | 0 | 0 | 0 | 0 | 0.80939 | 5.4149 | 7.9391 | 5.2081
|  | Clarity for UV Disinf | Flow | 20% Flow | 20% | ditto | TW-Flow / Total-flow |  |  | 0.33387 |  |  | 0.50081
3 | WPA UV Upgrade | [6 empty] | 117556 | 204332.1999 |  | 176334 | 306498.2998 | [27 empty] | 293890
3 | WPK UV Upgrade | [6 empty] | 157963.6 | 247465.8666 |  | 236945.4 | 371198.7999
| Total | [6 empty] | 275519.6 | 451798.0664 |  | 413279.4 | 677697.0997
| UV Upgrade | Pathogens | Flow | 100% Flow | 100% | ditto |  |  |  | 0.40664 |  |  | 0.60997
4 | WPA Desludging | [6 empty] | 113200 |  |  | 169800 | [28 empty] | 283000
4 | WPK Desludging | [6 empty] | 252000 |  |  | 378000
| Total | [6 empty] | 365200 |  |  | 547800
| Desludging | Additional BOD Removal | BOD | 50% BOD | 50% | ditto |  |  |  | 0.53382 |  |  | 0.80073
|  | Additional N Removal | TKN | 50% TKN | 50% | ditto | TW-TKN/Total-TKN |  |  | 4.712 |  |  | 5.0881
5 | WPA Pond optimisation | [6 empty] | 50000 | [31 empty] | 50000
5 | WPK Pond optimisation | [6 empty] | 50000
| Total | [6 empty] | 100000
|  | Additional BOD Removal | BOD | 50% BOD | 50% | ditto |  |  |  | 0.10592
|  | Additional N Removal | TKN | 50% TKN | 50% | ditto | TW-TKN/Total-TKN |  |  | 0.67302
6 | Land dispersal | [6 empty] | 0 |  |  | 0 | [20 empty] | 1442163.4321 | [7 empty] | 0
WPA |  |  |  | 100% flow | 100% |  |  |  |  | 0 |  |  | 0 |  | 0 | [15 empty] | 0 |  | 2.3698
7 | WPA to Walker Rd | [38 empty] | 0
WPA |  |  |  | 100% flow | 100% | [7 empty] | 0 |  | 0 |  | 0
8 | WPK to WPA | [20 empty] | 344271.84 |  | 2672014.2 |  | 3103135.56 |  | 3649535.12 | [11 empty] | 9768956.72
WPK |  | pumping |  | % flow | 100% | [17 empty] | 0.56572 |  | 4.3907 |  | 5.0992 |  | 5.997
9 | WPA Stage 1 | [38 empty] | 0
WPA |  | BOD removal |  | % BOD | 28% | [7 empty] | 0 |  | 0 |  | 0 |  | 0 |  | 0 |  | 0 |  | 0
WPA |  | N removal |  | % N | 9% | [7 empty] | 0 |  | 0 |  | 0 |  | 0 |  | 0 |  | 0 |  | 0
WPA |  | TP removal |  | % TP | 4% | [7 empty] | 0 |  | 0 |  | 0 |  | 0 |  | 0 |  | 0 |  | 0
WPA |  | Pathogens/pumping |  | % flow | 55% | [7 empty] | 0 |  | 0 |  | 0 |  | 0 |  | 0 |  | 0 |  | 0
WPA |  |  |  | % TSS | 4% | [7 empty] | 0 |  | 0 |  | 0 |  | 0 |  | 0 |  | 0 |  | 0
10 | WPA Stage 2 | [9 empty] | 0 |  |  | 0 |  | 0 |  | 0 |  | 0 |  | 0 |  | 0 | [7 empty] | 144225.792 |  | 964889.856 |  | 1414662.8152 |  | 928025.492
W&W |  | BOD removal |  | % BOD | 28% | [27 empty] | 0.17109 |  | 1.1446 |  | 1.6782 |  | 1.1009
W&W |  | N removal |  | % N | 9% | [27 empty] | 0.34944 |  | 2.3378 |  | 3.4276 |  | 2.2485
W&W |  | TP removal |  | % TP | 4% | [27 empty] | 0.80939 |  | 5.4149 |  | 7.9391 |  | 5.2081
W&W |  | Pathogens/pumping |  | % flow | 55% | [27 empty] | 0.13035 |  | 0.87205 |  | 1.2785 |  | 0.83873
W&W |  |  |  | % TSS | 4% | [27 empty] | 0.03086 |  | 0.20646 |  | 0.3027 |  | 0.14102
[6 empty] | Total physical works | Yr 1 | 595439 |  | Yr 2 | 2289336 |  | Yr 3 | 0 | Yr 4 | 0 | Yr 5 | 0 | Yr 6 | 0 | Yr 7 | 344271.84 | Yr 8 | 2672014.2 | Yr 9 | 3103135.56 | Yr 10 | 3649535.12 | [11 empty] | 12653731.72
[5 empty] | WPA | Items 1, 2, 3 | EIC Gen sum | 432239 |  |  | 531876 | [28 empty] | 964115
[5 empty] | WPK |  |  | 961750 |  |  | 1209660 | [28 empty] | 2171410
| EI/C WPA | only included in items 1, 2, 3 | [5 empty] | 42717.2663 |  |  | 52564.1803
| EI/C WPK | [6 empty] | 72956.3135 |  |  | 91762.2399
|  | All | All | All |  | Respread across others on pro-rata basis (items 1, 2, 3)
| General (G) WPA | only included in items 1,2,3 | [5 empty] | 276348.1821 |  |  | 340050.217
| General (G) WPK | [6 empty] | 471971.7894 |  |  | 593631.8115
| General (G) | All | All | All |  | Respread across others on pro-rata basis (items 1, 2, 3)
[9 empty] | EIC & Gen |  |  | EIC & Gen |  |  | EIC & Gen
[8 empty] | check WPA | 319065.4485 |  |  | 392614.3973
[8 empty] | check WPK | 544928.1029 |  |  | 685394.0514
| ANNUAL LOAD | Flow | TSS | BOD | TN | TP
|  | m3/yr | kg/yr | kg/yr | kg/yr | kg/yr
| WPA total | 330373.9264 | 260977.5498 | 131952.1629 | 26740.4513 | 4739.7758
| WPK total | 608556.3594 | 186941.6435 | 236033.8538 | 37145.8571 | 7127.6122
| OTN total | 34930.5 | 2260.0034 | 1236.5397 | 1435.6436 | 203.9941
| WPA & OTN total | 365304.4264 | 263237.5531 | 133188.7026 | 28176.0948 | 4943.7699
| WPA & WPK | 938930.2857 | 447919.1932 | 367986.0167 | 63886.3084 | 11867.388
| WPA & WPK & OTN | 973860.7857 | 450179.1966 | 369222.5564 | 65321.9519 | 12071.3822
Not included in calculations - only applies to cost to treat for Otane, which as no trade waste
| Otane to WPA | [6 empty] | 1460625 |  |  | 78796.875 | [28 empty] | 1539421.875
| Otane to WPA | P removal
pumping
Note on H9: [Threaded comment] Your version of Excel allows you to read this threaded comment; however, any edits to it will get removed if the file is opened in a newer version of Excel. Learn more: https://go.microsoft.com/fwlink/?linkid=870924 Comment: Cost per unit takes this into account
Note on L9: [Threaded comment] Your version of Excel allows you to read this threaded comment; however, any edits to it will get removed if the file is opened in a newer version of Excel. Learn more: https://go.microsoft.com/fwlink/?linkid=870924 Comment: includes Otane
Note on N18: [Threaded comment] Your version of Excel allows you to read this threaded comment; however, any edits to it will get removed if the file is opened in a newer version of Excel. Learn more: https://go.microsoft.com/fwlink/?linkid=870924 Comment: changed from WPa & OTA to WPK
Note on B39: [Threaded comment] Your version of Excel allows you to read this threaded comment; however, any edits to it will get removed if the file is opened in a newer version of Excel. Learn more: https://go.microsoft.com/fwlink/?linkid=870924 Comment: cost stays with WPK until stage 2
Note on F41: [Threaded comment] Your version of Excel allows you to read this threaded comment; however, any edits to it will get removed if the file is opened in a newer version of Excel. Learn more: https://go.microsoft.com/fwlink/?linkid=870924 Comment: includes all loads
Note on B47: [Threaded comment] Your version of Excel allows you to read this threaded comment; however, any edits to it will get removed if the file is opened in a newer version of Excel. Learn more: https://go.microsoft.com/fwlink/?linkid=870924 Comment: WPA & OTN used, will be charged in both
Note on F47: [Threaded comment] Your version of Excel allows you to read this threaded comment; however, any edits to it will get removed if the file is opened in a newer version of Excel. Learn more: https://go.microsoft.com/fwlink/?linkid=870924 Comment: includes all loads
Note on B80: [Threaded comment] Your version of Excel allows you to read this threaded comment; however, any edits to it will get removed if the file is opened in a newer version of Excel. Learn more: https://go.microsoft.com/fwlink/?linkid=870924 Comment: only applies to cost to treat for Otane
Note on I80: John Crawford: Stage 3 Pipe, Otane PS, fees

## WPK 15 10
Waipawa & Waipukuraua WWTP Cost To Treat - CAPEX only
| Date generated | 2021-02-15
| Date revised | 2021-03-24
| Includes | Year 1 - 3 LTP
| Generated by | Nicola Marvin
| Verified by | John Crawford
[7 empty] | recovery period yrs | 10 | assume new loan each yr drawn down for 10 years
[8 empty] | WPK only | [23 empty] | combined from here
Item | Build | Targets / Benefits | Related to Influent | Suggest Assign Cost to | %age | Unit Charge | Weighting | Year 1 | incl EIC, gen | Rate | Year 2 | incl EIC, gen | Rate | Year 3 | Rate | Year 4 | Rate | Year 5 | Rate | Year 6 | Rate | Year 7 | Rate | Year 8 | Rate | Year 9 | Rate | Year 10 | Rate | Year 11 | Rate | Year 12 | Rate | Year 13 | Rate | Year 14 | Rate | Year 15 | Rate | Total
[7 empty] | Yr 1 total | 2723182.5513 |  | Yr 2 tot | 3367344.4487 |  | Yr 3 tot | 0 |  | 0 |  | 0 |  | 0 |  | 344271.84 |  | 2672014.2 |  | 3103135.56 |  | 3649535.12
1 | WPA Additional Aeration | [6 empty] | 77655 | 134977.5169 | [30 empty] | 77655 | CAPEX Charges 10 Years
1 | WPK Additional Aeration | [6 empty] | 155310 | 243308.7353 | [31 empty] | WPA & WPA | Yr 1 | Yr 2 | Yr 3 | Yr 4 | Yr 5 | Yr 6 | Yr 7 | Yr 8 | Yr 9 | Yr 10 | Yr 11 | Yr 12 | Yr 13 | Yr 14 | Yr 15
| Total | [6 empty] | 232965 | 378286.2522 | [31 empty] | Flow, $/m3 | 0.074052 | 0.18513 | 0.18513 | 0.18513 | 0.18513 | 0.18513 | 0.2417 | 0.6242 | 1.1907 | 1.7904 | 1.6747 | 1.8553 | 1.9425 | 2.0703 | 2.1542
| Additional Aeration | Additional N Removal | TKN | 100% to TKN | 100% | Assigned cost / total throughput. | TW-TKN/Total-TKN |  |  | 0.65501 |  |  | 0.65501 |  | 0.65501 |  | 0.65501 |  | 0.65501 |  | 0.65501 |  | 0.65501 |  | 0.65501 |  | 0.65501 |  | 0.65501 | [11 empty] | BOD, $/kg | 0.23614 | 0.57445 | 0.57445 | 0.57445 | 0.57445 | 0.57445 | 0.57445 | 0.28809 | 0.57445 | 0.57445 | 0.21628 | 0.017109 | 0.13157 | 0.29939 | 0.40948
2 | WPA DAF | [6 empty] | 237028 | 411994.7316 |  | 355542 | 617992.0975 | [27 empty] | 592570 | TSS | 0 | 0 | 0 | 0 | 0 | 0 | 0 | 0 | 0 | 0 | 0 | 0.003086 | 0.023732 | 0.054001 | 0.073858
2 | WPK DAF | [6 empty] | 648476.4 | 1015903.501 |  | 972714.6 | 1523855.2515 | [28 empty] | Inert SS, $/kg |  | 0 | 0 | 0 | 0 | 0 | 0 | 0 | 0 | 0 | 0 | 0.0006172 | 0.0047464 | 0.0108 | 0.014772
| Total | [6 empty] | 885504.4 | 1427898.2327 |  | 1328256.6 | 2141847.349 | [28 empty] | Organic SS, $/kg |  | 0 | 0 | 0 | 0 | 0 | 0 | 0 | 0 | 0 | 0 | 0.0024688 | 0.018985 | 0.043201 | 0.059087
| DAF | P removal | Phosphorus | 40% TP | 40% | ditto | TW-TP/Total-TP |  |  | 5.7012 |  |  | 14.2531 |  | 14.2531 |  | 14.2531 |  | 14.2531 |  | 14.2531 |  | 14.2531 |  | 14.2531 |  | 14.2531 |  | 14.2531 |  | 5.0495 | [9 empty] | Total N, $/kg | 1.0615 | 1.5703 | 1.5703 | 1.5703 | 1.5703 | 1.5703 | 1.5703 | 1.5703 | 1.5703 | 1.5703 | 0.28934 | 0.034944 | 0.26873 | 0.61148 | 0.83633
|  | TSS - Algae Removal | BOD | 40% BOD | 40% | ditto |  |  |  | 0.17216 |  |  | 0.43041 |  | 0.43041 |  | 0.43041 |  | 0.43041 |  | 0.43041 |  | 0.43041 |  | 0.14405 |  | 0.43041 |  | 0.43041 |  | 0.16509 | [9 empty] | Total P, $/kg | 5.7012 | 14.2531 | 14.2531 | 14.2531 | 14.2531 | 14.2531 | 14.2531 | 14.2531 | 14.2531 | 14.2531 | 5.0495 | 0.080939 | 0.62243 | 1.4163 | 1.9371
|  | Clarity for UV Disinf | Flow | 20% Flow | 20% | ditto | TW-Flow / Total-flow |  |  | 0.033387 |  |  | 0.083468 |  | 0.083468 |  | 0.083468 |  | 0.083468 |  | 0.083468 |  | 0.083468 |  | 0.083468 |  | 0.083468 |  | 0.083468 |  | 0.031295
3 | WPA UV Upgrade | [6 empty] | 117556 | 204332.1999 |  | 176334 | 306498.2998 | [27 empty] | 293890
3 | WPK UV Upgrade | [6 empty] | 157963.6 | 247465.8666 |  | 236945.4 | 371198.7999
| Total | [6 empty] | 275519.6 | 451798.0664 |  | 413279.4 | 677697.0997
| UV Upgrade | Pathogens | Flow | 100% Flow | 100% | ditto |  |  |  | 0.040664 |  |  | 0.10166 |  | 0.10166 |  | 0.10166 |  | 0.10166 |  | 0.10166 |  | 0.10166 |  | 0.10166 |  | 0.10166 |  | 0.10166 |  | 0.038116
4 | WPA Desludging | [6 empty] | 113200 |  |  | 169800 | [28 empty] | 283000
4 | WPK Desludging | [6 empty] | 252000 |  |  | 378000
| Total | [6 empty] | 365200 |  |  | 547800
| Desludging | Additional BOD Removal | BOD | 50% BOD | 50% | ditto |  |  |  | 0.053382 |  |  | 0.13346 |  | 0.13346 |  | 0.13346 |  | 0.13346 |  | 0.13346 |  | 0.13346 |  | 0.13346 |  | 0.13346 |  | 0.13346 |  | 0.051189
|  | Additional N Removal | TKN | 50% TKN | 50% | ditto | TW-TKN/Total-TKN |  |  | 0.3392 |  |  | 0.84801 |  | 0.84801 |  | 0.84801 |  | 0.84801 |  | 0.84801 |  | 0.84801 |  | 0.84801 |  | 0.84801 |  | 0.84801 |  | 0.28934
5 | WPA Pond optimisation | [6 empty] | 50000 | [31 empty] | 50000
5 | WPK Pond optimisation | [6 empty] | 50000
| Total | [6 empty] | 100000
|  | Additional BOD Removal | BOD | 50% BOD | 50% | ditto |  |  |  | 0.010592 |  |  | 0.010592 |  | 0.010592 |  | 0.010592 |  | 0.010592 |  | 0.010592 |  | 0.010592 |  | 0.010592 |  | 0.010592 |  | 0.010592
|  | Additional N Removal | TKN | 50% TKN | 50% | ditto | TW-TKN/Total-TKN |  |  | 0.067302 |  |  | 0.067302 |  | 0.067302 |  | 0.067302 |  | 0.067302 |  | 0.067302 |  | 0.067302 |  | 0.067302 |  | 0.067302 |  | 0.067302
6 | Land dispersal | [6 empty] | 0 |  |  | 0 | [20 empty] | 1442163.4321 | [7 empty] | 0
WPA |  |  |  | 100% flow | 100% |  |  |  |  | 0 |  |  | 0 |  | 0 |  | 0 |  | 0 |  | 0 |  | 0 |  | 0 |  | 0 |  | 0 |  | 0 |  | 0.23698 |  | 0.23698 |  | 0.23698 |  | 0.23698
7 | WPA to Walker Rd | [38 empty] | 0
|  |  |  | 100% flow | 100% | [7 empty] | 0 |  | 0 |  | 0 |  | 0 |  | 0 |  | 0 |  | 0 |  | 0 |  | 0 |  | 0 |  | 0 |  | 0
8 | WPK to WPA | [20 empty] | 344271.84 |  | 2672014.2 |  | 3103135.56 |  | 3649535.12 | [11 empty] | 9768956.72
|  | pumping |  | % flow | 100% | [17 empty] | 0.056572 |  | 0.43907 |  | 1.0056 |  | 1.6053 |  | 1.6053 |  | 1.6053 |  | 1.6053 |  | 1.6053 |  | 1.6053
9 | WPA Stage 1 | [38 empty] | 0
|  | BOD removal |  | % BOD | 28% | [7 empty] | 0 |  | 0 |  | 0 |  | 0 |  | 0 |  | 0 |  | 0 |  | 0 |  | 0 |  | 0 |  | 0 |  | 0 |  | 0 |  | 0
|  | N removal |  | % N | 9% | [7 empty] | 0 |  | 0 |  | 0 |  | 0 |  | 0 |  | 0 |  | 0 |  | 0 |  | 0 |  | 0 |  | 0 |  | 0 |  | 0 |  | 0
|  | TP removal |  | % TP | 4% | [7 empty] | 0 |  | 0 |  | 0 |  | 0 |  | 0 |  | 0 |  | 0 |  | 0 |  | 0 |  | 0 |  | 0 |  | 0 |  | 0 |  | 0
|  | Pathogens/pumping |  | % flow | 55% | [7 empty] | 0 |  | 0 |  | 0 |  | 0 |  | 0 |  | 0 |  | 0 |  | 0 |  | 0 |  | 0 |  | 0 |  | 0 |  | 0 |  | 0
|  |  |  | % TSS | 4% | [7 empty] | 0 |  | 0 |  | 0 |  | 0 |  | 0 |  | 0 |  | 0 |  | 0 |  | 0 |  | 0 |  | 0 |  | 0 |  | 0 |  | 0
10 | WPA Stage 2 | [9 empty] | 0 |  |  | 0 |  | 0 |  | 0 |  | 0 |  | 0 |  | 0 | [7 empty] | 144225.792 |  | 964889.856 |  | 1414662.8152 |  | 928025.492
|  | BOD removal |  | % BOD | 28% | [27 empty] | 0.017109 |  | 0.13157 |  | 0.29939 |  | 0.40948
|  | N removal |  | % N | 9% | [27 empty] | 0.034944 |  | 0.26873 |  | 0.61148 |  | 0.83633
|  | TP removal |  | % TP | 4% | [27 empty] | 0.080939 |  | 0.62243 |  | 1.4163 |  | 1.9371
|  | Pathogens/pumping |  | % flow | 55% | [27 empty] | 0.013035 |  | 0.10024 |  | 0.22809 |  | 0.31197
|  |  |  | % TSS | 4% | [27 empty] | 0.003086 |  | 0.023732 |  | 0.054001 |  | 0.073858
[6 empty] | Total physical works | Yr 1 | 595439 |  | Yr 2 | 2289336 |  | Yr 3 | 0 | Yr 4 | 0 | Yr 5 | 0 | Yr 6 | 0 | Yr 7 | 344271.84 | Yr 8 | 2672014.2 | Yr 9 | 3103135.56 | Yr 10 | 3649535.12 | [11 empty] | 12653731.72
[5 empty] | WPA | Items 1, 2, 3 | EIC Gen sum | 432239 |  |  | 531876 | [28 empty] | 964115
[5 empty] | WPK |  |  | 961750 |  |  | 1209660 | [28 empty] | 2171410
| EI/C WPA | only included in items 1, 2, 3 | [5 empty] | 42717.2663 |  |  | 52564.1803
| EI/C WPK | [6 empty] | 72956.3135 |  |  | 91762.2399
|  | All | All | All |  | Respread across others on pro-rata basis (items 1, 2, 3)
| General (G) WPA | only included in items 1,2,3 | [5 empty] | 276348.1821 |  |  | 340050.217
| General (G) WPK | [6 empty] | 471971.7894 |  |  | 593631.8115
| General (G) | All | All | All |  | Respread across others on pro-rata basis (items 1, 2, 3)
[9 empty] | EIC & Gen |  |  | EIC & Gen |  |  | EIC & Gen
[8 empty] | check WPA | 319065.4485 |  |  | 392614.3973
[8 empty] | check WPK | 544928.1029 |  |  | 685394.0514
| ANNUAL LOAD | Flow | TSS | BOD | TN | TP
|  | m3/yr | kg/yr | kg/yr | kg/yr | kg/yr
| WPA total | 330373.9264 | 260977.5498 | 131952.1629 | 26740.4513 | 4739.7758
| WPK total | 608556.3594 | 186941.6435 | 236033.8538 | 37145.8571 | 7127.6122
| OTN total | 34930.5 | 2260.0034 | 1236.5397 | 1435.6436 | 203.9941
| WPA & OTN total | 365304.4264 | 263237.5531 | 133188.7026 | 28176.0948 | 4943.7699
| WPA & WPK | 938930.2857 | 447919.1932 | 367986.0167 | 63886.3084 | 11867.388
| WPA & WPK & OTN | 973860.7857 | 450179.1966 | 369222.5564 | 65321.9519 | 12071.3822
Not included in calculations - only applies to cost to treat for Otane, which as no trade waste
| Otane to WPA | [6 empty] | 1460625 |  |  | 78796.875 | [28 empty] | 1539421.875
| Otane to WPA | P removal
pumping
Note on H9: [Threaded comment] Your version of Excel allows you to read this threaded comment; however, any edits to it will get removed if the file is opened in a newer version of Excel. Learn more: https://go.microsoft.com/fwlink/?linkid=870924 Comment: Cost per unit takes this into account
Note on L9: [Threaded comment] Your version of Excel allows you to read this threaded comment; however, any edits to it will get removed if the file is opened in a newer version of Excel. Learn more: https://go.microsoft.com/fwlink/?linkid=870924 Comment: includes Otane
Note on F41: [Threaded comment] Your version of Excel allows you to read this threaded comment; however, any edits to it will get removed if the file is opened in a newer version of Excel. Learn more: https://go.microsoft.com/fwlink/?linkid=870924 Comment: includes all loads
Note on F47: [Threaded comment] Your version of Excel allows you to read this threaded comment; however, any edits to it will get removed if the file is opened in a newer version of Excel. Learn more: https://go.microsoft.com/fwlink/?linkid=870924 Comment: includes all loads
Note on B80: [Threaded comment] Your version of Excel allows you to read this threaded comment; however, any edits to it will get removed if the file is opened in a newer version of Excel. Learn more: https://go.microsoft.com/fwlink/?linkid=870924 Comment: only applies to cost to treat for Otane
Note on I80: John Crawford: Stage 3 Pipe, Otane PS, fees

## WPK 15 30
Waipawa & Waipukuraua WWTP Cost To Treat - CAPEX only
| Date generated | 2021-02-15
| Date revised | 2021-03-24
| Includes | Year 1 - 3 LTP
| Generated by | Nicola Marvin
| Verified by | John Crawford
[7 empty] | recovery period yrs | 30
[8 empty] | WPK only | [23 empty] | combined from here
Item | Build | Targets / Benefits | Related to Influent | Suggest Assign Cost to | %age | Unit Charge | Weighting | Year 1 | incl EIC, gen | Rate | Year 2 | incl EIC, gen | Rate | Year 3 | Rate | Year 4 | Rate | Year 5 | Rate | Year 6 | Rate | Year 7 | Rate | Year 8 | Rate | Year 9 | Rate | Year 10 | Rate | Year 11 | Rate | Year 12 | Rate | Year 13 | Rate | Year 14 | Rate | Year 15 | Rate | Total
[7 empty] | Yr 1 total | 2723182.5513 |  | Yr 2 tot | 3367344.4487 |  | Yr 3 tot | 0 |  | 0 |  | 0 |  | 0 |  | 344271.84 |  | 2672014.2 |  | 3103135.56 |  | 3649535.12
1 | WPA Additional Aeration | [6 empty] | 77655 | 134977.5169 | [30 empty] | 77655 | CAPEX Charges 10 Years
1 | WPK Additional Aeration | [6 empty] | 155310 | 243308.7353 | [31 empty] | WPA & WPA | Yr 1 | Yr 2 | Yr 3 | Yr 4 | Yr 5 | Yr 6 | Yr 7 | Yr 8 | Yr 9 | Yr 10 | Yr 11 | Yr 12 | Yr 13 | Yr 14 | Yr 15
| Total | [6 empty] | 232965 | 378286.2522 | [31 empty] | Flow, $/m3 | 0.024684 | 0.06171 | 0.06171 | 0.06171 | 0.06171 | 0.06171 | 0.080567 | 0.20807 | 0.3969 | 0.5968 | 0.5968 | 0.68014 | 0.70921 | 0.75182 | 0.77978
| Additional Aeration | Additional N Removal | TKN | 100% to TKN | 100% | Assigned cost / total throughput. | TW-TKN/Total-TKN |  |  | 0.21834 |  |  | 0.21834 |  | 0.21834 |  | 0.21834 |  | 0.21834 |  | 0.21834 |  | 0.21834 |  | 0.21834 |  | 0.21834 |  | 0.21834 |  | 0.21834 |  | 0.21834 |  | 0.21834 |  | 0.21834 |  | 0.21834 |  | BOD, $/kg | 0.078712 | 0.19148 | 0.19148 | 0.19148 | 0.19148 | 0.19148 | 0.19148 | 0.096031 | 0.19148 | 0.19148 | 0.19148 | 0.19719 | 0.23534 | 0.29128 | 0.32798
2 | WPA DAF | [6 empty] | 237028 | 411994.7316 |  | 355542 | 617992.0975 | [27 empty] | 592570 | TSS | 0 | 0 | 0 | 0 | 0 | 0 | 0 | 0 | 0 | 0 | 0 | 0.0010287 | 0.0079106 | 0.018 | 0.024619
2 | WPK DAF | [6 empty] | 648476.4 | 1015903.501 |  | 972714.6 | 1523855.2515 | [28 empty] | Inert SS, $/kg |  | 0 | 0 | 0 | 0 | 0 | 0 | 0 | 0 | 0 | 0 | 0.00020573 | 0.0015821 | 0.0036001 | 0.0049239
| Total | [6 empty] | 885504.4 | 1427898.2327 |  | 1328256.6 | 2141847.349 | [28 empty] | Organic SS, $/kg |  | 0 | 0 | 0 | 0 | 0 | 0 | 0 | 0 | 0 | 0 | 0.00082294 | 0.0063285 | 0.0144 | 0.019696
| DAF | P removal | Phosphorus | 40% TP | 40% | ditto | TW-TP/Total-TP |  |  | 1.9004 |  |  | 4.751 |  | 4.751 |  | 4.751 |  | 4.751 |  | 4.751 |  | 4.751 |  | 4.751 |  | 4.751 |  | 4.751 |  | 4.751 |  | 4.751 |  | 4.751 |  | 4.751 |  | 4.751 |  | Total N, $/kg | 0.35384 | 0.52344 | 0.52344 | 0.52344 | 0.52344 | 0.52344 | 0.52344 | 0.52344 | 0.52344 | 0.52344 | 0.52344 | 0.53509 | 0.61302 | 0.72727 | 0.80222
|  | TSS - Algae Removal | BOD | 40% BOD | 40% | ditto |  |  |  | 0.057387 |  |  | 0.14347 |  | 0.14347 |  | 0.14347 |  | 0.14347 |  | 0.14347 |  | 0.14347 |  | 0.048016 |  | 0.14347 |  | 0.14347 |  | 0.14347 |  | 0.14347 |  | 0.14347 |  | 0.14347 |  | 0.14347 |  | Total P, $/kg | 1.9004 | 4.751 | 4.751 | 4.751 | 4.751 | 4.751 | 4.751 | 4.751 | 4.751 | 4.751 | 4.751 | 4.778 | 4.9585 | 5.2231 | 5.3967
|  | Clarity for UV Disinf | Flow | 20% Flow | 20% | ditto | TW-Flow / Total-flow |  |  | 0.011129 |  |  | 0.027823 |  | 0.027823 |  | 0.027823 |  | 0.027823 |  | 0.027823 |  | 0.027823 |  | 0.027823 |  | 0.027823 |  | 0.027823 |  | 0.027823 |  | 0.027823 |  | 0.027823 |  | 0.027823 |  | 0.027823
3 | WPA UV Upgrade | [6 empty] | 117556 | 204332.1999 |  | 176334 | 306498.2998 | [27 empty] | 293890
3 | WPK UV Upgrade | [6 empty] | 157963.6 | 247465.8666 |  | 236945.4 | 371198.7999
| Total | [6 empty] | 275519.6 | 451798.0664 |  | 413279.4 | 677697.0997
| UV Upgrade | Pathogens | Flow | 100% Flow | 100% | ditto |  |  |  | 0.013555 |  |  | 0.033887 |  | 0.033887 |  | 0.033887 |  | 0.033887 |  | 0.033887 |  | 0.033887 |  | 0.033887 |  | 0.033887 |  | 0.033887 |  | 0.033887 |  | 0.033887 |  | 0.033887 |  | 0.033887 |  | 0.033887
4 | WPA Desludging | [6 empty] | 113200 |  |  | 169800 | [28 empty] | 283000
4 | WPK Desludging | [6 empty] | 252000 |  |  | 378000
| Total | [6 empty] | 365200 |  |  | 547800
| Desludging | Additional BOD Removal | BOD | 50% BOD | 50% | ditto |  |  |  | 0.017794 |  |  | 0.044485 |  | 0.044485 |  | 0.044485 |  | 0.044485 |  | 0.044485 |  | 0.044485 |  | 0.044485 |  | 0.044485 |  | 0.044485 |  | 0.044485 |  | 0.044485 |  | 0.044485 |  | 0.044485 |  | 0.044485
|  | Additional N Removal | TKN | 50% TKN | 50% | ditto | TW-TKN/Total-TKN |  |  | 0.11307 |  |  | 0.28267 |  | 0.28267 |  | 0.28267 |  | 0.28267 |  | 0.28267 |  | 0.28267 |  | 0.28267 |  | 0.28267 |  | 0.28267 |  | 0.28267 |  | 0.28267 |  | 0.28267 |  | 0.28267 |  | 0.28267
5 | WPA Pond optimisation | [6 empty] | 50000 | [31 empty] | 50000
5 | WPK Pond optimisation | [6 empty] | 50000
| Total | [6 empty] | 100000
|  | Additional BOD Removal | BOD | 50% BOD | 50% | ditto |  |  |  | 0.0035306 |  |  | 0.0035306 |  | 0.0035306 |  | 0.0035306 |  | 0.0035306 |  | 0.0035306 |  | 0.0035306 |  | 0.0035306 |  | 0.0035306 |  | 0.0035306 |  | 0.0035306 |  | 0.0035306 |  | 0.0035306 |  | 0.0035306 |  | 0.0035306
|  | Additional N Removal | TKN | 50% TKN | 50% | ditto | TW-TKN/Total-TKN |  |  | 0.022434 |  |  | 0.022434 |  | 0.022434 |  | 0.022434 |  | 0.022434 |  | 0.022434 |  | 0.022434 |  | 0.022434 |  | 0.022434 |  | 0.022434 |  | 0.022434 |  | 0.022434 |  | 0.022434 |  | 0.022434 |  | 0.022434
6 | Land dispersal | [6 empty] | 0 |  |  | 0 | [20 empty] | 1442163.4321 | [7 empty] | 0
WPA |  |  |  | 100% flow | 100% |  |  |  |  | 0 |  |  | 0 |  | 0 |  | 0 |  | 0 |  | 0 |  | 0 |  | 0 |  | 0 |  | 0 |  | 0 |  | 0.078994 |  | 0.078994 |  | 0.078994 |  | 0.078994
7 | WPA to Walker Rd | [38 empty] | 0
|  |  |  | 100% flow | 100% | [7 empty] | 0 |  | 0 |  | 0 |  | 0 |  | 0 |  | 0 |  | 0 |  | 0 |  | 0 |  | 0 |  | 0 |  | 0
8 | WPK to WPA | [20 empty] | 344271.84 |  | 2672014.2 |  | 3103135.56 |  | 3649535.12 | [11 empty] | 9768956.72
|  | pumping |  | % flow | 100% | [17 empty] | 0.018857 |  | 0.14636 |  | 0.33519 |  | 0.53509 |  | 0.53509 |  | 0.53509 |  | 0.53509 |  | 0.53509 |  | 0.53509
9 | WPA Stage 1 | [38 empty] | 0
|  | BOD removal |  | % BOD | 28% | [7 empty] | 0 |  | 0 |  | 0 |  | 0 |  | 0 |  | 0 |  | 0 |  | 0 |  | 0 |  | 0 |  | 0 |  | 0 |  | 0 |  | 0
|  | N removal |  | % N | 9% | [7 empty] | 0 |  | 0 |  | 0 |  | 0 |  | 0 |  | 0 |  | 0 |  | 0 |  | 0 |  | 0 |  | 0 |  | 0 |  | 0 |  | 0
|  | TP removal |  | % TP | 4% | [7 empty] | 0 |  | 0 |  | 0 |  | 0 |  | 0 |  | 0 |  | 0 |  | 0 |  | 0 |  | 0 |  | 0 |  | 0 |  | 0 |  | 0
|  | Pathogens/pumping |  | % flow | 55% | [7 empty] | 0 |  | 0 |  | 0 |  | 0 |  | 0 |  | 0 |  | 0 |  | 0 |  | 0 |  | 0 |  | 0 |  | 0 |  | 0 |  | 0
|  |  |  | % TSS | 4% | [7 empty] | 0 |  | 0 |  | 0 |  | 0 |  | 0 |  | 0 |  | 0 |  | 0 |  | 0 |  | 0 |  | 0 |  | 0 |  | 0 |  | 0
10 | WPA Stage 2 | [9 empty] | 0 |  |  | 0 |  | 0 |  | 0 |  | 0 |  | 0 |  | 0 | [7 empty] | 144225.792 |  | 964889.856 |  | 1414662.8152 |  | 928025.492
|  | BOD removal |  | % BOD | 28% | [27 empty] | 0.005703 |  | 0.043857 |  | 0.099796 |  | 0.13649
|  | N removal |  | % N | 9% | [27 empty] | 0.011648 |  | 0.089575 |  | 0.20383 |  | 0.27878
|  | TP removal |  | % TP | 4% | [27 empty] | 0.02698 |  | 0.20748 |  | 0.47211 |  | 0.64571
|  | Pathogens/pumping |  | % flow | 55% | [27 empty] | 0.0043449 |  | 0.033413 |  | 0.076031 |  | 0.10399
|  |  |  | % TSS | 4% | [27 empty] | 0.0010287 |  | 0.0079106 |  | 0.018 |  | 0.024619
[6 empty] | Total physical works | Yr 1 | 595439 |  | Yr 2 | 2289336 |  | Yr 3 | 0 | Yr 4 | 0 | Yr 5 | 0 | Yr 6 | 0 | Yr 7 | 344271.84 | Yr 8 | 2672014.2 | Yr 9 | 3103135.56 | Yr 10 | 3649535.12 | [11 empty] | 12653731.72
[5 empty] | WPA | Items 1, 2, 3 | EIC Gen sum | 432239 |  |  | 531876 | [28 empty] | 964115
[5 empty] | WPK |  |  | 961750 |  |  | 1209660 | [28 empty] | 2171410
| EI/C WPA | only included in items 1, 2, 3 | [5 empty] | 42717.2663 |  |  | 52564.1803
| EI/C WPK | [6 empty] | 72956.3135 |  |  | 91762.2399
|  | All | All | All |  | Respread across others on pro-rata basis (items 1, 2, 3)
| General (G) WPA | only included in items 1,2,3 | [5 empty] | 276348.1821 |  |  | 340050.217
| General (G) WPK | [6 empty] | 471971.7894 |  |  | 593631.8115
| General (G) | All | All | All |  | Respread across others on pro-rata basis (items 1, 2, 3)
[9 empty] | EIC & Gen |  |  | EIC & Gen |  |  | EIC & Gen
[8 empty] | check WPA | 319065.4485 |  |  | 392614.3973
[8 empty] | check WPK | 544928.1029 |  |  | 685394.0514
| ANNUAL LOAD | Flow | TSS | BOD | TN | TP
|  | m3/yr | kg/yr | kg/yr | kg/yr | kg/yr
| WPA total | 330373.9264 | 260977.5498 | 131952.1629 | 26740.4513 | 4739.7758
| WPK total | 608556.3594 | 186941.6435 | 236033.8538 | 37145.8571 | 7127.6122
| OTN total | 34930.5 | 2260.0034 | 1236.5397 | 1435.6436 | 203.9941
| WPA & OTN total | 365304.4264 | 263237.5531 | 133188.7026 | 28176.0948 | 4943.7699
| WPA & WPK | 938930.2857 | 447919.1932 | 367986.0167 | 63886.3084 | 11867.388
| WPA & WPK & OTN | 973860.7857 | 450179.1966 | 369222.5564 | 65321.9519 | 12071.3822
Not included in calculations - only applies to cost to treat for Otane, which as no trade waste
| Otane to WPA | [6 empty] | 1460625 |  |  | 78796.875 | [28 empty] | 1539421.875
| Otane to WPA | P removal
pumping
Note on H9: [Threaded comment] Your version of Excel allows you to read this threaded comment; however, any edits to it will get removed if the file is opened in a newer version of Excel. Learn more: https://go.microsoft.com/fwlink/?linkid=870924 Comment: Cost per unit takes this into account
Note on L9: [Threaded comment] Your version of Excel allows you to read this threaded comment; however, any edits to it will get removed if the file is opened in a newer version of Excel. Learn more: https://go.microsoft.com/fwlink/?linkid=870924 Comment: includes Otane
Note on F41: [Threaded comment] Your version of Excel allows you to read this threaded comment; however, any edits to it will get removed if the file is opened in a newer version of Excel. Learn more: https://go.microsoft.com/fwlink/?linkid=870924 Comment: includes all loads
Note on F47: [Threaded comment] Your version of Excel allows you to read this threaded comment; however, any edits to it will get removed if the file is opened in a newer version of Excel. Learn more: https://go.microsoft.com/fwlink/?linkid=870924 Comment: includes all loads
Note on B80: [Threaded comment] Your version of Excel allows you to read this threaded comment; however, any edits to it will get removed if the file is opened in a newer version of Excel. Learn more: https://go.microsoft.com/fwlink/?linkid=870924 Comment: only applies to cost to treat for Otane
Note on I80: John Crawford: Stage 3 Pipe, Otane PS, fees

## W&W 15 0
Waipawa & Waipukuraua WWTP Cost To Treat - CAPEX only
| Date generated | 2021-02-15
| Date revised | 2021-03-24
| Includes | Year 1 - 3 LTP
| Generated by | Nicola Marvin
| Verified by | John Crawford
[7 empty] | recovery period yrs | 1
[8 empty] | WPA & WPK only |  |  | incl Otane |  |  | incl Otane
Item | Build | Targets / Benefits | Related to Influent | Suggest Assign Cost to | %age | Unit Charge | Weighting | Year 1 | incl EIC, gen | Rate | Year 2 | incl EIC, gen | Rate | Year 3 | Rate | Year 4 | Rate | Year 5 | Rate | Year 6 | Rate | Year 7 | Rate | Year 8 | Rate | Year 9 | Rate | Year 10 | Rate | Year 11 | Rate | Year 12 | Rate | Year 13 | Rate | Year 14 | Rate | Year 15 | Rate | Total
[7 empty] | Yr 1 total | 2723182.5513 |  | Yr 2 tot | 4037435.4683 |  | Yr 3 tot | 5331698.7877 |  | 3493123.7492 |  | 5731289.8208 |  | 9356383.4041 |  | 3402086.1097 |  | 3012219.6 |  | 3103135.56 |  | 3649535.12
1 | WPA Additional Aeration | [6 empty] | 77655 | 134977.5169 | [30 empty] | 77655 | CAPEX Charges 0 Years
1 | WPK Additional Aeration | [6 empty] | 155310 | 243308.7353 | [31 empty] | WPA & WPA | Yr 1 | Yr 2 | Yr 3 | Yr 4 | Yr 5 | Yr 6 | Yr 7 | Yr 8 | Yr 9 | Yr 10 | Yr 11 | Yr 12 | Yr 13 | Yr 14 | Yr 15
| Total | [6 empty] | 232965 | 378286.2522 | [31 empty] | Flow, $/m3 | 0.78534 | 1.5849 | 5.2359 | 3.1602 | 3.2368 | 5.2841 | 2.0805 | 2.9359 | 3.1864 | 3.7475 | 1.2076 | 1.5623 | 0.54493 | 0.79895 | 0.52411
| Additional Aeration | Additional N Removal | TKN | 100% to TKN | 100% | Assigned cost / total throughput. | TW-TKN/Total-TKN |  |  | 5.9212 | [30 empty] | BOD, $/kg | 2.1842 | 3.4544 | 0.39215 | 0.70027 | 4.3463 | 7.0954 | 2.3189 | 0.25799 | 0 | 0 | 0 | 0.10937 | 0.73172 | 1.0728 | 0.70377
2 | WPA DAF | [6 empty] | 237028 | 411994.7316 |  | 355542 | 617992.0975 | [27 empty] | 592570 | TSS |  | 0.045947 | 0.045947 | 0.082049 | 0.50925 | 0.83135 | 0.2717 | 0.030228 | 0 | 0 | 0 | 0.012815 | 0.085734 | 0.1257 | 0.082458
2 | WPK DAF | [6 empty] | 648476.4 | 1015903.501 |  | 972714.6 | 1523855.2515 | [28 empty] | Inert SS, $/kg |  | 0.0091895 | 0.0091895 | 0.01641 | 0.10185 | 0.16627 | 0.05434 | 0.0060457 | 0 | 0 | 0 | 0.002563 | 0.017147 | 0.02514 | 0.016492
| Total | [6 empty] | 885504.4 | 1427898.2327 |  | 1328256.6 | 2141847.349 | [28 empty] | Organic SS, $/kg |  | 0.036758 | 0.036758 | 0.065639 | 0.4074 | 0.66508 | 0.21736 | 0.024183 | 0 | 0 | 0 | 0.010252 | 0.068587 | 0.10056 | 0.065967
| DAF | P removal | Phosphorus | 40% TP | 40% | ditto | TW-TP/Total-TP |  |  | 48.1285 |  |  | 70.9727 | [27 empty] | Total N, $/kg | 9.5621 | 4.9056 | 0.71247 | 1.2723 | 7.8965 | 12.8911 | 4.213 | 0.46873 | 0 | 0 | 0 | 0.19871 | 1.3294 | 1.9491 | 1.2786
|  | TSS - Algae Removal | BOD | 40% BOD | 40% | ditto |  |  |  | 1.5521 |  |  | 2.3204 | [27 empty] | Total P, $/kg | 48.1285 | 72.6862 | 1.7135 | 3.0599 | 18.9913 | 31.0035 | 10.1324 | 1.1273 | 0 | 0 | 0 | 0.47791 | 3.1973 | 4.6877 | 3.0751
|  | Clarity for UV Disinf | Flow | 20% Flow | 20% | ditto | TW-Flow / Total-flow |  |  | 0.30415 |  |  | 0.43987
3 | WPA UV Upgrade | [6 empty] | 117556 | 204332.1999 |  | 176334 | 306498.2998 | [27 empty] | 293890
3 | WPK UV Upgrade | [6 empty] | 157963.6 | 247465.8666 |  | 236945.4 | 371198.7999
| Total | [6 empty] | 275519.6 | 451798.0664 |  | 413279.4 | 677697.0997
| UV Upgrade | Pathogens | Flow | 100% Flow | 100% | ditto |  |  |  | 0.48118 |  |  | 0.69589
4 | WPA Desludging | [6 empty] | 113200 |  |  | 169800 | [28 empty] | 283000
4 | WPK Desludging | [6 empty] | 252000 |  |  | 378000
| Total | [6 empty] | 365200 |  |  | 547800
| Desludging | Additional BOD Removal | BOD | 50% BOD | 50% | ditto |  |  |  | 0.49621 |  |  | 0.74183
|  | Additional N Removal | TKN | 50% TKN | 50% | ditto | TW-TKN/Total-TKN |  |  | 2.8582 |  |  | 4.1931
5 | WPA Pond optimisation | [6 empty] | 50000 | [31 empty] | 50000
5 | WPK Pond optimisation | [6 empty] | 50000
| Total | [6 empty] | 100000
|  | Additional BOD Removal | BOD | 50% BOD | 50% | ditto |  |  |  | 0.13587
|  | Additional N Removal | TKN | 50% TKN | 50% | ditto | TW-TKN/Total-TKN |  |  | 0.78264
6 | Land dispersal | [6 empty] | 0 |  |  | 0 |  |  | 2632893.3675 | [15 empty] | 1176010.7354 |  | 1442163.4321 | [7 empty] | 2632893.3675
WPA |  |  |  | 100% flow | 100% |  |  |  |  | 0 |  |  | 0 |  | 2.7036 | [15 empty] | 1.2076 |  | 1.4809
7 | WPA to Walker Rd | [9 empty] | 152977.6038 |  |  | 2181692.0044 |  | 2569706.9352 | [23 empty] | 4904376.5434
|  |  |  | 100% flow | 100% | [7 empty] | 0.15708 |  | 2.2403 |  | 2.6387
8 | WPK to WPA | [20 empty] | 344271.84 |  | 2672014.2 |  | 3103135.56 |  | 3649535.12 | [11 empty] | 9768956.72
|  | pumping |  | % flow | 100% | [17 empty] | 0.35351 |  | 2.7437 |  | 3.1864 |  | 3.7475
9 | WPA Stage 1 | [9 empty] | 517113.4158 |  |  | 517113.4158 |  | 923416.814 |  | 5731289.8208 |  | 9356383.4041 |  | 3057814.2697 |  | 340205.4 | [15 empty] | 20443336.5402
|  | BOD removal |  | % BOD | 28% | [7 empty] | 0.39215 |  | 0.39215 |  | 0.70027 |  | 4.3463 |  | 7.0954 |  | 2.3189 |  | 0.25799
|  | N removal |  | % N | 9% | [7 empty] | 0.71247 |  | 0.71247 |  | 1.2723 |  | 7.8965 |  | 12.8911 |  | 4.213 |  | 0.46873
|  | TP removal |  | % TP | 4% | [7 empty] | 1.7135 |  | 1.7135 |  | 3.0599 |  | 18.9913 |  | 31.0035 |  | 10.1324 |  | 1.1273
|  | Pathogens/pumping |  | % flow | 55% | [7 empty] | 0.29205 |  | 0.29205 |  | 0.52151 |  | 3.2368 |  | 5.2841 |  | 1.7269 |  | 0.19214
|  |  |  | % TSS | 4% | [7 empty] | 0.045947 |  | 0.045947 |  | 0.082049 |  | 0.50925 |  | 0.83135 |  | 0.2717 |  | 0.030228
10 | WPA Stage 2 | [9 empty] | 0 |  |  | 0 |  | 0 |  | 0 |  | 0 |  | 0 |  | 0 | [7 empty] | 144225.792 |  | 964889.856 |  | 1414662.8152 |  | 928025.492
|  | BOD removal |  | % BOD | 28% | [27 empty] | 0.10937 |  | 0.73172 |  | 1.0728 |  | 0.70377
|  | N removal |  | % N | 9% | [27 empty] | 0.19871 |  | 1.3294 |  | 1.9491 |  | 1.2786
|  | TP removal |  | % TP | 4% | [27 empty] | 0.47791 |  | 3.1973 |  | 4.6877 |  | 3.0751
|  | Pathogens/pumping |  | % flow | 55% | [27 empty] | 0.081453 |  | 0.54493 |  | 0.79895 |  | 0.52411
|  |  |  | % TSS | 4% | [27 empty] | 0.012815 |  | 0.085734 |  | 0.1257 |  | 0.082458
[6 empty] | Total physical works | Yr 1 | 595439 |  | Yr 2 | 2959427.0196 |  | Yr 3 | 5331698.7877 | Yr 4 | 3493123.7492 | Yr 5 | 5731289.8208 | Yr 6 | 9356383.4041 | Yr 7 | 3402086.1097 | Yr 8 | 3012219.6 | Yr 9 | 3103135.56 | Yr 10 | 3649535.12 | [11 empty] | 40634338.1711
[5 empty] | WPA | Items 1, 2, 3 | EIC Gen sum | 432239 |  |  | 531876 | [28 empty] | 964115
[5 empty] | WPK |  |  | 961750 |  |  | 1209660 | [28 empty] | 2171410
| EI/C WPA | only included in items 1, 2, 3 | [5 empty] | 42717.2663 |  |  | 52564.1803
| EI/C WPK | [6 empty] | 72956.3135 |  |  | 91762.2399
|  | All | All | All |  | Respread across others on pro-rata basis (items 1, 2, 3)
| General (G) WPA | only included in items 1,2,3 | [5 empty] | 276348.1821 |  |  | 340050.217
| General (G) WPK | [6 empty] | 471971.7894 |  |  | 593631.8115
| General (G) | All | All | All |  | Respread across others on pro-rata basis (items 1, 2, 3)
[9 empty] | EIC & Gen |  |  | EIC & Gen |  |  | EIC & Gen
[8 empty] | check WPA | 319065.4485 |  |  | 392614.3973
[8 empty] | check WPK | 544928.1029 |  |  | 685394.0514
| ANNUAL LOAD | Flow | TSS | BOD | TN | TP
|  | m3/yr | kg/yr | kg/yr | kg/yr | kg/yr
| WPA total | 330373.9264 | 260977.5498 | 131952.1629 | 26740.4513 | 4739.7758
| WPK total | 608556.3594 | 186941.6435 | 236033.8538 | 37145.8571 | 7127.6122
| OTN total | 34930.5 | 2260.0034 | 1236.5397 | 1435.6436 | 203.9941
| WPA & OTN total | 365304.4264 | 263237.5531 | 133188.7026 | 28176.0948 | 4943.7699
| WPA & WPK | 938930.2857 | 447919.1932 | 367986.0167 | 63886.3084 | 11867.388
| WPA & WPK & OTN | 973860.7857 | 450179.1966 | 369222.5564 | 65321.9519 | 12071.3822
Not included in calculations - only applies to cost to treat for Otane, which as no trade waste
| Otane to WPA | [6 empty] | 1460625 |  |  | 78796.875 | [28 empty] | 1539421.875
| Otane to WPA | P removal
pumping
9.5639
Note on H9: [Threaded comment] Your version of Excel allows you to read this threaded comment; however, any edits to it will get removed if the file is opened in a newer version of Excel. Learn more: https://go.microsoft.com/fwlink/?linkid=870924 Comment: Cost per unit takes this into account
Note on L9: [Threaded comment] Your version of Excel allows you to read this threaded comment; however, any edits to it will get removed if the file is opened in a newer version of Excel. Learn more: https://go.microsoft.com/fwlink/?linkid=870924 Comment: includes Otane
Note on K28: [Threaded comment] Your version of Excel allows you to read this threaded comment; however, any edits to it will get removed if the file is opened in a newer version of Excel. Learn more: https://go.microsoft.com/fwlink/?linkid=870924 Comment: Changed to WPK & WPA
Note on F41: [Threaded comment] Your version of Excel allows you to read this threaded comment; however, any edits to it will get removed if the file is opened in a newer version of Excel. Learn more: https://go.microsoft.com/fwlink/?linkid=870924 Comment: includes all loads
Note on F47: [Threaded comment] Your version of Excel allows you to read this threaded comment; however, any edits to it will get removed if the file is opened in a newer version of Excel. Learn more: https://go.microsoft.com/fwlink/?linkid=870924 Comment: includes all loads
Note on B80: [Threaded comment] Your version of Excel allows you to read this threaded comment; however, any edits to it will get removed if the file is opened in a newer version of Excel. Learn more: https://go.microsoft.com/fwlink/?linkid=870924 Comment: only applies to cost to treat for Otane
Note on I80: John Crawford: Stage 3 Pipe, Otane PS, fees

## W&W 15 10
Waipawa & Waipukuraua WWTP Cost To Treat - CAPEX only
| Date generated | 2021-02-15
| Date revised | 2021-03-24
| Includes | Year 1 - 3 LTP
| Generated by | Nicola Marvin
| Verified by | John Crawford
[7 empty] | recovery period yrs | 10 | assume new loan each yr drawn down for 10 years
[8 empty] | WPA & WPK only |  |  | incl Otane |  |  | incl Otane
Item | Build | Targets / Benefits | Related to Influent | Suggest Assign Cost to | %age | Unit Charge | Weighting | Year 1 | incl EIC, gen | Rate | Year 2 | incl EIC, gen | Rate | Year 3 | Rate | Year 4 | Rate | Year 5 | Rate | Year 6 | Rate | Year 7 | Rate | Year 8 | Rate | Year 9 | Rate | Year 10 | Rate | Year 11 | Rate | Year 12 | Rate | Year 13 | Rate | Year 14 | Rate | Year 15 | Rate | Total
[7 empty] | Yr 1 total | 2723182.5513 |  | Yr 2 tot | 4037435.4683 |  | Yr 3 tot | 5331698.7877 |  | 3493123.7492 |  | 5731289.8208 |  | 9356383.4041 |  | 3402086.1097 |  | 3012219.6 |  | 3103135.56 |  | 3649535.12
1 | WPA Additional Aeration | [6 empty] | 77655 | 134977.5169 | [30 empty] | 77655 | CAPEX Charges 10 Years
1 | WPK Additional Aeration | [6 empty] | 155310 | 243308.7353 | [31 empty] | WPA & WPA | Yr 1 | Yr 2 | Yr 3 | Yr 4 | Yr 5 | Yr 6 | Yr 7 | Yr 8 | Yr 9 | Yr 10 | Yr 11 | Yr 12 | Yr 13 | Yr 14 | Yr 15
| Total | [6 empty] | 232965 | 378286.2522 | [31 empty] | Flow, $/m3 | 0.078534 | 0.23421 | 0.75779 | 1.0738 | 1.3975 | 1.9259 | 2.134 | 2.3922 | 2.7462 | 3.1209 | 3.1503 | 3.1637 | 3.189 | 2.7289 | 2.4576
| Additional Aeration | Additional N Removal | TKN | 100% to TKN | 100% | Assigned cost / total throughput. | TW-TKN/Total-TKN |  |  | 0.59212 |  |  | 0.59212 |  | 0.59212 |  | 0.59212 |  | 0.59212 |  | 0.59212 |  | 0.59212 |  | 0.59212 |  | 0.59212 |  | 0.59212 | [11 empty] | BOD, $/kg | 0.21842 | 0.56317 | 0.60239 | 0.67241 | 1.107 | 1.8166 | 2.0485 | 2.0743 | 2.0743 | 2.0743 | 1.8565 | 1.522 | 1.556 | 1.5933 | 1.229
2 | WPA DAF | [6 empty] | 237028 | 411994.7316 |  | 355542 | 617992.0975 | [27 empty] | 592570 | TSS | 0 | 0.0045947 | 0.0091895 | 0.017394 | 0.068319 | 0.15145 | 0.17862 | 0.18165 | 0.18165 | 0.18165 | 0.18165 | 0.17833 | 0.18231 | 0.18668 | 0.144
2 | WPK DAF | [6 empty] | 648476.4 | 1015903.501 |  | 972714.6 | 1523855.2515 | [28 empty] | Inert SS, $/kg |  | 0.00091895 | 0.0018379 | 0.0034789 | 0.013664 | 0.030291 | 0.035725 | 0.036329 | 0.036329 | 0.036329 | 0.036329 | 0.035667 | 0.036462 | 0.037335 | 0.0288
| Total | [6 empty] | 885504.4 | 1427898.2327 |  | 1328256.6 | 2141847.349 | [28 empty] | Organic SS, $/kg |  | 0.0036758 | 0.0073516 | 0.013915 | 0.054655 | 0.12116 | 0.1429 | 0.14532 | 0.14532 | 0.14532 | 0.14532 | 0.14267 | 0.14585 | 0.14934 | 0.1152
| DAF | P removal | Phosphorus | 40% TP | 40% | ditto | TW-TP/Total-TP |  |  | 4.8128 |  |  | 11.8288 |  | 11.8288 |  | 11.8288 |  | 11.8288 |  | 11.8288 |  | 11.8288 |  | 11.8288 |  | 11.8288 |  | 11.8288 |  | 7.0973 | [9 empty] | Total N, $/kg | 0.95621 | 1.4405 | 1.5117 | 1.639 | 2.4286 | 3.7177 | 4.139 | 4.1859 | 4.1859 | 4.1859 | 3.236 | 2.7653 | 2.827 | 2.8947 | 2.2329
|  | TSS - Algae Removal | BOD | 40% BOD | 40% | ditto |  |  |  | 0.15521 |  |  | 0.38673 |  | 0.38673 |  | 0.38673 |  | 0.38673 |  | 0.38673 |  | 0.38673 |  | 0.38673 |  | 0.38673 |  | 0.38673 |  | 0.23204 | [9 empty] | Total P, $/kg | 4.8128 | 12.0001 | 12.1715 | 12.4775 | 14.3766 | 17.477 | 18.4902 | 18.6029 | 18.6029 | 18.6029 | 13.8714 | 6.6506 | 6.799 | 6.9617 | 5.3701
|  | Clarity for UV Disinf | Flow | 20% Flow | 20% | ditto | TW-Flow / Total-flow |  |  | 0.030415 |  |  | 0.073311 |  | 0.073311 |  | 0.073311 |  | 0.073311 |  | 0.073311 |  | 0.073311 |  | 0.073311 |  | 0.073311 |  | 0.073311 |  | 0.043987
3 | WPA UV Upgrade | [6 empty] | 117556 | 204332.1999 |  | 176334 | 306498.2998 | [27 empty] | 293890
3 | WPK UV Upgrade | [6 empty] | 157963.6 | 247465.8666 |  | 236945.4 | 371198.7999
| Total | [6 empty] | 275519.6 | 451798.0664 |  | 413279.4 | 677697.0997
| UV Upgrade | Pathogens | Flow | 100% Flow | 100% | ditto |  |  |  | 0.048118 |  |  | 0.11598 |  | 0.11598 |  | 0.11598 |  | 0.11598 |  | 0.11598 |  | 0.11598 |  | 0.11598 |  | 0.11598 |  | 0.11598 |  | 0.069589
4 | WPA Desludging | [6 empty] | 113200 |  |  | 169800 | [28 empty] | 283000
4 | WPK Desludging | [6 empty] | 252000 |  |  | 378000
| Total | [6 empty] | 365200 |  |  | 547800
| Desludging | Additional BOD Removal | BOD | 50% BOD | 50% | ditto |  |  |  | 0.049621 |  |  | 0.12364 |  | 0.12364 |  | 0.12364 |  | 0.12364 |  | 0.12364 |  | 0.12364 |  | 0.12364 |  | 0.12364 |  | 0.12364 |  | 0.074183
|  | Additional N Removal | TKN | 50% TKN | 50% | ditto | TW-TKN/Total-TKN |  |  | 0.28582 |  |  | 0.69885 |  | 0.69885 |  | 0.69885 |  | 0.69885 |  | 0.69885 |  | 0.69885 |  | 0.69885 |  | 0.69885 |  | 0.69885 |  | 0.41931
5 | WPA Pond optimisation | [6 empty] | 50000 | [31 empty] | 50000
5 | WPK Pond optimisation | [6 empty] | 50000
| Total | [6 empty] | 100000
|  | Additional BOD Removal | BOD | 50% BOD | 50% | ditto |  |  |  | 0.013587 |  |  | 0.013587 |  | 0.013587 |  | 0.013587 |  | 0.013587 |  | 0.013587 |  | 0.013587 |  | 0.013587 |  | 0.013587 |  | 0.013587
|  | Additional N Removal | TKN | 50% TKN | 50% | ditto | TW-TKN/Total-TKN |  |  | 0.078264 |  |  | 0.078264 |  | 0.078264 |  | 0.078264 |  | 0.078264 |  | 0.078264 |  | 0.078264 |  | 0.078264 |  | 0.078264 |  | 0.078264
6 | Land dispersal | [6 empty] | 0 |  |  | 0 |  |  | 2632893.3675 | [15 empty] | 1176010.7354 |  | 1442163.4321 | [7 empty] | 2632893.3675
WPA |  |  |  | 100% flow | 100% |  |  |  |  | 0 |  |  | 0 |  | 0.27036 |  | 0.27036 |  | 0.27036 |  | 0.27036 |  | 0.27036 |  | 0.27036 |  | 0.27036 |  | 0.27036 |  | 0.39111 |  | 0.5392 |  | 0.5392 |  | 0.5392 |  | 0.5392
7 | WPA to Walker Rd | [9 empty] | 152977.6038 |  |  | 2181692.0044 |  | 2569706.9352 | [23 empty] | 4904376.5434
|  |  |  | 100% flow | 100% | [7 empty] | 0.015708 |  | 0.23973 |  | 0.5036 |  | 0.5036 |  | 0.5036 |  | 0.5036 |  | 0.5036 |  | 0.5036 |  | 0.5036 |  | 0.48789 |  | 0.48789 |  | 0.48789
8 | WPK to WPA | [20 empty] | 344271.84 |  | 2672014.2 |  | 3103135.56 |  | 3649535.12 | [11 empty] | 9768956.72
|  | pumping |  | % flow | 100% | [17 empty] | 0.035351 |  | 0.27437 |  | 0.62837 |  | 1.0031 |  | 1.0031 |  | 1.0031 |  | 1.0031 |  | 1.0031 |  | 1.0031
9 | WPA Stage 1 | [9 empty] | 517113.4158 |  |  | 517113.4158 |  | 923416.814 |  | 5731289.8208 |  | 9356383.4041 |  | 3057814.2697 |  | 340205.4 | [15 empty] | 20443336.5402
|  | BOD removal |  | % BOD | 28% | [7 empty] | 0.039215 |  | 0.078431 |  | 0.14846 |  | 0.58309 |  | 1.2926 |  | 1.5245 |  | 1.5503 |  | 1.5503 |  | 1.5503 |  | 1.5503 |  | 1.5111 |  | 1.4719 |  | 1.4019 |  | 0.96723
|  | N removal |  | % N | 9% | [7 empty] | 0.071247 |  | 0.14249 |  | 0.26972 |  | 1.0594 |  | 2.3485 |  | 2.7698 |  | 2.8167 |  | 2.8167 |  | 2.8167 |  | 2.8167 |  | 2.7454 |  | 2.6742 |  | 2.5469 |  | 1.7573
|  | TP removal |  | % TP | 4% | [7 empty] | 0.17135 |  | 0.3427 |  | 0.64869 |  | 2.5478 |  | 5.6482 |  | 6.6614 |  | 6.7741 |  | 6.7741 |  | 6.7741 |  | 6.7741 |  | 6.6028 |  | 6.4314 |  | 6.1255 |  | 4.2263
|  | Pathogens/pumping |  | % flow | 55% | [7 empty] | 0.029205 |  | 0.058409 |  | 0.11056 |  | 0.43424 |  | 0.96266 |  | 1.1353 |  | 1.1546 |  | 1.1546 |  | 1.1546 |  | 1.1546 |  | 1.1254 |  | 1.0962 |  | 1.044 |  | 0.72032
|  |  |  | % TSS | 4% | [7 empty] | 0.0045947 |  | 0.0091895 |  | 0.017394 |  | 0.068319 |  | 0.15145 |  | 0.17862 |  | 0.18165 |  | 0.18165 |  | 0.18165 |  | 0.18165 |  | 0.17705 |  | 0.17246 |  | 0.16425 |  | 0.11333
10 | WPA Stage 2 | [9 empty] | 0 |  |  | 0 |  | 0 |  | 0 |  | 0 |  | 0 |  | 0 | [7 empty] | 144225.792 |  | 964889.856 |  | 1414662.8152 |  | 928025.492
|  | BOD removal |  | % BOD | 28% | [27 empty] | 0.010937 |  | 0.08411 |  | 0.19139 |  | 0.26177
|  | N removal |  | % N | 9% | [27 empty] | 0.019871 |  | 0.15281 |  | 0.34772 |  | 0.47559
|  | TP removal |  | % TP | 4% | [27 empty] | 0.047791 |  | 0.36752 |  | 0.83628 |  | 1.1438
|  | Pathogens/pumping |  | % flow | 55% | [27 empty] | 0.0081453 |  | 0.062639 |  | 0.14253 |  | 0.19494
|  |  |  | % TSS | 4% | [27 empty] | 0.0012815 |  | 0.0098549 |  | 0.022425 |  | 0.03067
[6 empty] | Total physical works | Yr 1 | 595439 |  | Yr 2 | 2959427.0196 |  | Yr 3 | 5331698.7877 | Yr 4 | 3493123.7492 | Yr 5 | 5731289.8208 | Yr 6 | 9356383.4041 | Yr 7 | 3402086.1097 | Yr 8 | 3012219.6 | Yr 9 | 3103135.56 | Yr 10 | 3649535.12 | [11 empty] | 40634338.1711
[5 empty] | WPA | Items 1, 2, 3 | EIC Gen sum | 432239 |  |  | 531876 | [28 empty] | 964115
[5 empty] | WPK |  |  | 961750 |  |  | 1209660 | [28 empty] | 2171410
| EI/C WPA | only included in items 1, 2, 3 | [5 empty] | 42717.2663 |  |  | 52564.1803
| EI/C WPK | [6 empty] | 72956.3135 |  |  | 91762.2399
|  | All | All | All |  | Respread across others on pro-rata basis (items 1, 2, 3)
| General (G) WPA | only included in items 1,2,3 | [5 empty] | 276348.1821 |  |  | 340050.217
| General (G) WPK | [6 empty] | 471971.7894 |  |  | 593631.8115
| General (G) | All | All | All |  | Respread across others on pro-rata basis (items 1, 2, 3)
[9 empty] | EIC & Gen |  |  | EIC & Gen |  |  | EIC & Gen
[8 empty] | check WPA | 319065.4485 |  |  | 392614.3973
[8 empty] | check WPK | 544928.1029 |  |  | 685394.0514
| ANNUAL LOAD | Flow | TSS | BOD | TN | TP
|  | m3/yr | kg/yr | kg/yr | kg/yr | kg/yr
| WPA total | 330373.9264 | 260977.5498 | 131952.1629 | 26740.4513 | 4739.7758
| WPK total | 608556.3594 | 186941.6435 | 236033.8538 | 37145.8571 | 7127.6122
| OTN total | 34930.5 | 2260.0034 | 1236.5397 | 1435.6436 | 203.9941
| WPA & OTN total | 365304.4264 | 263237.5531 | 133188.7026 | 28176.0948 | 4943.7699
| WPA & WPK | 938930.2857 | 447919.1932 | 367986.0167 | 63886.3084 | 11867.388
| WPA & WPK & OTN | 973860.7857 | 450179.1966 | 369222.5564 | 65321.9519 | 12071.3822
Not included in calculations - only applies to cost to treat for Otane, which as no trade waste
| Otane to WPA | [6 empty] | 1460625 |  |  | 78796.875 | [28 empty] | 1539421.875
| Otane to WPA | P removal
pumping
Note on H9: [Threaded comment] Your version of Excel allows you to read this threaded comment; however, any edits to it will get removed if the file is opened in a newer version of Excel. Learn more: https://go.microsoft.com/fwlink/?linkid=870924 Comment: Cost per unit takes this into account
Note on L9: [Threaded comment] Your version of Excel allows you to read this threaded comment; however, any edits to it will get removed if the file is opened in a newer version of Excel. Learn more: https://go.microsoft.com/fwlink/?linkid=870924 Comment: includes Otane
Note on F41: [Threaded comment] Your version of Excel allows you to read this threaded comment; however, any edits to it will get removed if the file is opened in a newer version of Excel. Learn more: https://go.microsoft.com/fwlink/?linkid=870924 Comment: includes all loads
Note on F47: [Threaded comment] Your version of Excel allows you to read this threaded comment; however, any edits to it will get removed if the file is opened in a newer version of Excel. Learn more: https://go.microsoft.com/fwlink/?linkid=870924 Comment: includes all loads
Note on B80: [Threaded comment] Your version of Excel allows you to read this threaded comment; however, any edits to it will get removed if the file is opened in a newer version of Excel. Learn more: https://go.microsoft.com/fwlink/?linkid=870924 Comment: only applies to cost to treat for Otane
Note on I80: John Crawford: Stage 3 Pipe, Otane PS, fees

## W&W 15 30
Waipawa & Waipukuraua WWTP Cost To Treat - CAPEX only
| Date generated | 2021-02-15
| Date revised | 2021-03-24
| Includes | Year 1 - 3 LTP
| Generated by | Nicola Marvin
| Verified by | John Crawford
[7 empty] | recovery period yrs | 30
[8 empty] | WPA & WPK only |  |  | incl Otane |  |  | incl Otane
Item | Build | Targets / Benefits | Related to Influent | Suggest Assign Cost to | %age | Unit Charge | Weighting | Year 1 | incl EIC, gen | Rate | Year 2 | incl EIC, gen | Rate | Year 3 | Rate | Year 4 | Rate | Year 5 | Rate | Year 6 | Rate | Year 7 | Rate | Year 8 | Rate | Year 9 | Rate | Year 10 | Rate | Year 11 | Rate | Year 12 | Rate | Year 13 | Rate | Year 14 | Rate | Year 15 | Rate | Total
[7 empty] | Yr 1 total | 2723182.5513 |  | Yr 2 tot | 4037435.4683 |  | Yr 3 tot | 5331698.7877 |  | 3493123.7492 |  | 5731289.8208 |  | 9356383.4041 |  | 3402086.1097 |  | 3012219.6 |  | 3103135.56 |  | 3649535.12
1 | WPA Additional Aeration | [6 empty] | 77655 | 134977.5169 | [30 empty] | 77655 | CAPEX Charges 10 Years
1 | WPK Additional Aeration | [6 empty] | 155310 | 243308.7353 | [31 empty] | WPA & WPA | Yr 1 | Yr 2 | Yr 3 | Yr 4 | Yr 5 | Yr 6 | Yr 7 | Yr 8 | Yr 9 | Yr 10 | Yr 11 | Yr 12 | Yr 13 | Yr 14 | Yr 15
| Total | [6 empty] | 232965 | 378286.2522 | [31 empty] | Flow, $/m3 | 0.026178 | 0.078068 | 0.2526 | 0.35794 | 0.46583 | 0.64197 | 0.71132 | 0.7974 | 0.91539 | 1.0403 | 1.0806 | 1.1326 | 1.1508 | 1.1774 | 1.1949
| Additional Aeration | Additional N Removal | TKN | 100% to TKN | 100% | Assigned cost / total throughput. | TW-TKN/Total-TKN |  |  | 0.19737 |  |  | 0.19737 |  | 0.19737 |  | 0.19737 |  | 0.19737 |  | 0.19737 |  | 0.19737 |  | 0.19737 |  | 0.19737 |  | 0.19737 |  | 0.19737 |  | 0.19737 |  | 0.19737 |  | 0.19737 |  | 0.19737 |  | BOD, $/kg | 0.072807 | 0.18772 | 0.2008 | 0.22414 | 0.36902 | 0.60553 | 0.68283 | 0.69143 | 0.69143 | 0.69143 | 0.69143 | 0.69507 | 0.71946 | 0.75522 | 0.77868
2 | WPA DAF | [6 empty] | 237028 | 411994.7316 |  | 355542 | 617992.0975 | [27 empty] | 592570 | TSS | 0 | 0.0015316 | 0.0030632 | 0.0057981 | 0.022773 | 0.050485 | 0.059541 | 0.060549 | 0.060549 | 0.060549 | 0.060549 | 0.060976 | 0.063834 | 0.068024 | 0.070772
2 | WPK DAF | [6 empty] | 648476.4 | 1015903.501 |  | 972714.6 | 1523855.2515 | [28 empty] | Inert SS, $/kg |  | 0.00030632 | 0.00061263 | 0.0011596 | 0.0045546 | 0.010097 | 0.011908 | 0.01211 | 0.01211 | 0.01211 | 0.01211 | 0.012195 | 0.012767 | 0.013605 | 0.014154
| Total | [6 empty] | 885504.4 | 1427898.2327 |  | 1328256.6 | 2141847.349 | [28 empty] | Organic SS, $/kg |  | 0.0012253 | 0.0024505 | 0.0046385 | 0.018218 | 0.040388 | 0.047633 | 0.048439 | 0.048439 | 0.048439 | 0.048439 | 0.048781 | 0.051067 | 0.054419 | 0.056618
| DAF | P removal | Phosphorus | 40% TP | 40% | ditto | TW-TP/Total-TP |  |  | 1.6043 |  |  | 3.9429 |  | 3.9429 |  | 3.9429 |  | 3.9429 |  | 3.9429 |  | 3.9429 |  | 3.9429 |  | 3.9429 |  | 3.9429 |  | 3.9429 |  | 3.9429 |  | 3.9429 |  | 3.9429 |  | 3.9429 |  | Total N, $/kg | 0.31874 | 0.48016 | 0.50391 | 0.54632 | 0.80954 | 1.2392 | 1.3797 | 1.3953 | 1.3953 | 1.3953 | 1.3953 | 1.4019 | 1.4462 | 1.5112 | 1.5538
|  | TSS - Algae Removal | BOD | 40% BOD | 40% | ditto |  |  |  | 0.051737 |  |  | 0.12891 |  | 0.12891 |  | 0.12891 |  | 0.12891 |  | 0.12891 |  | 0.12891 |  | 0.12891 |  | 0.12891 |  | 0.12891 |  | 0.12891 |  | 0.12891 |  | 0.12891 |  | 0.12891 |  | 0.12891 |  | Total P, $/kg | 1.6043 | 4 | 4.0572 | 4.1592 | 4.7922 | 5.8257 | 6.1634 | 6.201 | 6.201 | 6.201 | 6.201 | 6.2169 | 6.3235 | 6.4797 | 6.5822
|  | Clarity for UV Disinf | Flow | 20% Flow | 20% | ditto | TW-Flow / Total-flow |  |  | 0.010138 |  |  | 0.024437 |  | 0.024437 |  | 0.024437 |  | 0.024437 |  | 0.024437 |  | 0.024437 |  | 0.024437 |  | 0.024437 |  | 0.024437 |  | 0.024437 |  | 0.024437 |  | 0.024437 |  | 0.024437 |  | 0.024437
3 | WPA UV Upgrade | [6 empty] | 117556 | 204332.1999 |  | 176334 | 306498.2998 | [27 empty] | 293890
3 | WPK UV Upgrade | [6 empty] | 157963.6 | 247465.8666 |  | 236945.4 | 371198.7999
| Total | [6 empty] | 275519.6 | 451798.0664 |  | 413279.4 | 677697.0997
| UV Upgrade | Pathogens | Flow | 100% Flow | 100% | ditto |  |  |  | 0.016039 |  |  | 0.03866 |  | 0.03866 |  | 0.03866 |  | 0.03866 |  | 0.03866 |  | 0.03866 |  | 0.03866 |  | 0.03866 |  | 0.03866 |  | 0.03866 |  | 0.03866 |  | 0.03866 |  | 0.03866 |  | 0.03866
4 | WPA Desludging | [6 empty] | 113200 |  |  | 169800 | [28 empty] | 283000
4 | WPK Desludging | [6 empty] | 252000 |  |  | 378000
| Total | [6 empty] | 365200 |  |  | 547800
| Desludging | Additional BOD Removal | BOD | 50% BOD | 50% | ditto |  |  |  | 0.01654 |  |  | 0.041213 |  | 0.041213 |  | 0.041213 |  | 0.041213 |  | 0.041213 |  | 0.041213 |  | 0.041213 |  | 0.041213 |  | 0.041213 |  | 0.041213 |  | 0.041213 |  | 0.041213 |  | 0.041213 |  | 0.041213
|  | Additional N Removal | TKN | 50% TKN | 50% | ditto | TW-TKN/Total-TKN |  |  | 0.095273 |  |  | 0.23295 |  | 0.23295 |  | 0.23295 |  | 0.23295 |  | 0.23295 |  | 0.23295 |  | 0.23295 |  | 0.23295 |  | 0.23295 |  | 0.23295 |  | 0.23295 |  | 0.23295 |  | 0.23295 |  | 0.23295
5 | WPA Pond optimisation | [6 empty] | 50000 | [31 empty] | 50000
5 | WPK Pond optimisation | [6 empty] | 50000
| Total | [6 empty] | 100000
|  | Additional BOD Removal | BOD | 50% BOD | 50% | ditto |  |  |  | 0.0045292 |  |  | 0.0045292 |  | 0.0045292 |  | 0.0045292 |  | 0.0045292 |  | 0.0045292 |  | 0.0045292 |  | 0.0045292 |  | 0.0045292 |  | 0.0045292 |  | 0.0045292 |  | 0.0045292 |  | 0.0045292 |  | 0.0045292 |  | 0.0045292
|  | Additional N Removal | TKN | 50% TKN | 50% | ditto | TW-TKN/Total-TKN |  |  | 0.026088 |  |  | 0.026088 |  | 0.026088 |  | 0.026088 |  | 0.026088 |  | 0.026088 |  | 0.026088 |  | 0.026088 |  | 0.026088 |  | 0.026088 |  | 0.026088 |  | 0.026088 |  | 0.026088 |  | 0.026088 |  | 0.026088
6 | Land dispersal | [6 empty] | 0 |  |  | 0 |  |  | 2632893.3675 | [15 empty] | 1176010.7354 |  | 1442163.4321 | [7 empty] | 2632893.3675
WPA |  |  |  | 100% flow | 100% |  |  |  |  | 0 |  |  | 0 |  | 0.090119 |  | 0.090119 |  | 0.090119 |  | 0.090119 |  | 0.090119 |  | 0.090119 |  | 0.090119 |  | 0.090119 |  | 0.13037 |  | 0.17973 |  | 0.17973 |  | 0.17973 |  | 0.17973
7 | WPA to Walker Rd | [9 empty] | 152977.6038 |  |  | 2181692.0044 |  | 2569706.9352 | [23 empty] | 4904376.5434
|  |  |  | 100% flow | 100% | [7 empty] | 0.0052361 |  | 0.079911 |  | 0.16787 |  | 0.16787 |  | 0.16787 |  | 0.16787 |  | 0.16787 |  | 0.16787 |  | 0.16787 |  | 0.16787 |  | 0.16787 |  | 0.16787 |  | 0.16787 |  | 0.16787
8 | WPK to WPA | [20 empty] | 344271.84 |  | 2672014.2 |  | 3103135.56 |  | 3649535.12 | [11 empty] | 9768956.72
|  | pumping |  | % flow | 100% | [17 empty] | 0.011784 |  | 0.091458 |  | 0.20946 |  | 0.33437 |  | 0.33437 |  | 0.33437 |  | 0.33437 |  | 0.33437 |  | 0.33437
9 | WPA Stage 1 | [9 empty] | 517113.4158 |  |  | 517113.4158 |  | 923416.814 |  | 5731289.8208 |  | 9356383.4041 |  | 3057814.2697 |  | 340205.4 | [15 empty] | 20443336.5402
|  | BOD removal |  | % BOD | 28% | [7 empty] | 0.013072 |  | 0.026144 |  | 0.049486 |  | 0.19436 |  | 0.43088 |  | 0.50817 |  | 0.51677 |  | 0.51677 |  | 0.51677 |  | 0.51677 |  | 0.51677 |  | 0.51677 |  | 0.51677 |  | 0.51677
|  | N removal |  | % N | 9% | [7 empty] | 0.023749 |  | 0.047498 |  | 0.089907 |  | 0.35312 |  | 0.78283 |  | 0.92326 |  | 0.93889 |  | 0.93889 |  | 0.93889 |  | 0.93889 |  | 0.93889 |  | 0.93889 |  | 0.93889 |  | 0.93889
|  | TP removal |  | % TP | 4% | [7 empty] | 0.057117 |  | 0.11423 |  | 0.21623 |  | 0.84927 |  | 1.8827 |  | 2.2205 |  | 2.258 |  | 2.258 |  | 2.258 |  | 2.258 |  | 2.258 |  | 2.258 |  | 2.258 |  | 2.258
|  | Pathogens/pumping |  | % flow | 55% | [7 empty] | 0.0097349 |  | 0.01947 |  | 0.036853 |  | 0.14475 |  | 0.32089 |  | 0.37845 |  | 0.38485 |  | 0.38485 |  | 0.38485 |  | 0.38485 |  | 0.38485 |  | 0.38485 |  | 0.38485 |  | 0.38485
|  |  |  | % TSS | 4% | [7 empty] | 0.0015316 |  | 0.0030632 |  | 0.0057981 |  | 0.022773 |  | 0.050485 |  | 0.059541 |  | 0.060549 |  | 0.060549 |  | 0.060549 |  | 0.060549 |  | 0.060549 |  | 0.060549 |  | 0.060549 |  | 0.060549
10 | WPA Stage 2 | [9 empty] | 0 |  |  | 0 |  | 0 |  | 0 |  | 0 |  | 0 |  | 0 | [7 empty] | 144225.792 |  | 964889.856 |  | 1414662.8152 |  | 928025.492
|  | BOD removal |  | % BOD | 28% | [27 empty] | 0.0036458 |  | 0.028037 |  | 0.063797 |  | 0.087256
|  | N removal |  | % N | 9% | [27 empty] | 0.0066238 |  | 0.050938 |  | 0.11591 |  | 0.15853
|  | TP removal |  | % TP | 4% | [27 empty] | 0.01593 |  | 0.12251 |  | 0.27876 |  | 0.38127
|  | Pathogens/pumping |  | % flow | 55% | [27 empty] | 0.0027151 |  | 0.02088 |  | 0.047511 |  | 0.064982
|  |  |  | % TSS | 4% | [27 empty] | 0.00042717 |  | 0.003285 |  | 0.0074749 |  | 0.010223
[6 empty] | Total physical works | Yr 1 | 595439 |  | Yr 2 | 2959427.0196 |  | Yr 3 | 5331698.7877 | Yr 4 | 3493123.7492 | Yr 5 | 5731289.8208 | Yr 6 | 9356383.4041 | Yr 7 | 3402086.1097 | Yr 8 | 3012219.6 | Yr 9 | 3103135.56 | Yr 10 | 3649535.12 | [11 empty] | 40634338.1711
[5 empty] | WPA | Items 1, 2, 3 | EIC Gen sum | 432239 |  |  | 531876 | [28 empty] | 964115
[5 empty] | WPK |  |  | 961750 |  |  | 1209660 | [28 empty] | 2171410
| EI/C WPA | only included in items 1, 2, 3 | [5 empty] | 42717.2663 |  |  | 52564.1803
| EI/C WPK | [6 empty] | 72956.3135 |  |  | 91762.2399
|  | All | All | All |  | Respread across others on pro-rata basis (items 1, 2, 3)
| General (G) WPA | only included in items 1,2,3 | [5 empty] | 276348.1821 |  |  | 340050.217
| General (G) WPK | [6 empty] | 471971.7894 |  |  | 593631.8115
| General (G) | All | All | All |  | Respread across others on pro-rata basis (items 1, 2, 3)
[9 empty] | EIC & Gen |  |  | EIC & Gen |  |  | EIC & Gen
[8 empty] | check WPA | 319065.4485 |  |  | 392614.3973
[8 empty] | check WPK | 544928.1029 |  |  | 685394.0514
| ANNUAL LOAD | Flow | TSS | BOD | TN | TP
|  | m3/yr | kg/yr | kg/yr | kg/yr | kg/yr
| WPA total | 330373.9264 | 260977.5498 | 131952.1629 | 26740.4513 | 4739.7758
| WPK total | 608556.3594 | 186941.6435 | 236033.8538 | 37145.8571 | 7127.6122
| OTN total | 34930.5 | 2260.0034 | 1236.5397 | 1435.6436 | 203.9941
| WPA & OTN total | 365304.4264 | 263237.5531 | 133188.7026 | 28176.0948 | 4943.7699
| WPA & WPK | 938930.2857 | 447919.1932 | 367986.0167 | 63886.3084 | 11867.388
| WPA & WPK & OTN | 973860.7857 | 450179.1966 | 369222.5564 | 65321.9519 | 12071.3822
Not included in calculations - only applies to cost to treat for Otane, which as no trade waste
| Otane to WPA | [6 empty] | 1460625 |  |  | 78796.875 | [28 empty] | 1539421.875
| Otane to WPA | P removal
pumping
Note on H9: [Threaded comment] Your version of Excel allows you to read this threaded comment; however, any edits to it will get removed if the file is opened in a newer version of Excel. Learn more: https://go.microsoft.com/fwlink/?linkid=870924 Comment: Cost per unit takes this into account
Note on L9: [Threaded comment] Your version of Excel allows you to read this threaded comment; however, any edits to it will get removed if the file is opened in a newer version of Excel. Learn more: https://go.microsoft.com/fwlink/?linkid=870924 Comment: includes Otane
Note on F41: [Threaded comment] Your version of Excel allows you to read this threaded comment; however, any edits to it will get removed if the file is opened in a newer version of Excel. Learn more: https://go.microsoft.com/fwlink/?linkid=870924 Comment: includes all loads
Note on F47: [Threaded comment] Your version of Excel allows you to read this threaded comment; however, any edits to it will get removed if the file is opened in a newer version of Excel. Learn more: https://go.microsoft.com/fwlink/?linkid=870924 Comment: includes all loads
Note on B80: [Threaded comment] Your version of Excel allows you to read this threaded comment; however, any edits to it will get removed if the file is opened in a newer version of Excel. Learn more: https://go.microsoft.com/fwlink/?linkid=870924 Comment: only applies to cost to treat for Otane
Note on I80: John Crawford: Stage 3 Pipe, Otane PS, fees

## NPV
https://becagroup.sharepoint.com/:x:/s/project-38041/ERDcItkQIWdLl5KC-ruhiy4B_2sQVmG7325ZXL0dysFijQ?email=nicola.marvin%40beca.com&e=AC1Npv
Year | uninflated costs from NPV Dec 20 |  | 2020 | 2021 | 2022 | 2023 | 2024 | 2025 | 2026 | 2027 | 2028 | 2029 | 2030 | 2031 | 2032 | 2033 | 2034 | 2035 | 2036 | 2037 | 2038 | 2039 | 2040 | 2041 | 2042 | 2043 | 2044 | 2045 | 2046 | 2047 | 2048 | 2049 | 2050
Years from base |  |  | 0 | 1 | 2 | 3 | 4 | 5 | 6 | 7 | 8 | 9 | 10 | 11 | 12 | 13 | 14 | 15 | 16 | 17 | 18 | 19 | 20 | 21 | 22 | 23 | 24 | 25 | 26 | 27 | 28 | 29 | 30
CAPEX costs |  | rounded
Conveyance:
Otane WWTP to Waipawa WWTP. Pipeline and pump station. |  | 4750000
Total cost estimate - allow 40/60 |  | 4750000 | 2020 0: 3325000; 2021 1: 1425000
Waipawa WWTP to Walker Rd RIB. Pipeline and pump station. |  | 4900000
Professional Fees - allow 30/40/20/10 | $/yr | 509925.346 | 2022 2: 152977.6038; 2023 3: 203970.1384; 2024 4: 152977.6038
Direct Works - allow 40/50/10 | $/yr | 3278091.51 | 2023 3: 1639045.755; 2024 4: 1639045.755
Risk Allowances - allow 40/60 | $/yr | 677352.222 | 2023 3: 338676.111; 2024 4: 338676.111
Retentions - assume 10% | $/yr | 439007.4654 | 2024 4: 439007.4654
Ops start
Waipukurau WWTP to Waipawa WWTP. Pipeline and transfer pump station |  | 9770000
Professional Fees - allow 30/40/20/10 | $/yr | 1147572.8 | 2027 7: 344271.84; 2028 8: 344271.84; 2029 9: 344271.84; 2030 10: 114757.28
Direct Works - allow 40/50/10 | $/yr | 6422535 | 2028 8: 1926760.5; 2029 9: 1926760.5; 2030 10: 2569014
Risk Allowances - allow 40/60 | $/yr | 1336606.2 | 2028 8: 400981.86; 2029 9: 400981.86; 2030 10: 534642.48
Retentions - assume 10% | $/yr | 862242.72 | 2029 9: 431121.36; 2030 10: 431121.36
Wastewater Treatment Plants:
Short Term WWTP |  | 4675126.2688
Minor Improvements per Envioroden 40/50/10
Decommission existing WWTP - Otane | Prov Sum | 75000 | 2022 2: 75000
Waipawa & Waipukurau Short term DAF, Aeration & UV ssytems |  | 6089588.5639 | 2020 0: 1035230.0559; 2021 1: 1758403.5798; 2022 2: 3295954.9283
Waipawa WWTP |  | 23980548.5655
Stage 1 |  | 20585473.4218
Professional Fees - allow 30/40/20/8/2 | $/yr | 3693667.2559 | 2022 2: 517113.4158; 2023 3: 517113.4158; 2024 4: 923416.814; 2025 5: 923416.814; 2026 6: 554050.0884; 2027 7: 258556.7079
Direct Works - allow 40/50/10 | $/yr | 12019682.5171 | 2025 5: 4807873.0068; 2026 6: 6009841.2586; 2027 7: 1201968.2517
Decommission existing ponds - Waipawa | $/yr | 340205.4 | 2028 8: 340205.4
Risk Allowances allow 40/55/5 | $/yr | 2842737.6322 | 2026 6: 1137095.0529; 2027 7: 1563505.6977; 2028 8: 142136.8816
Retentions - assume 10% - allow 98/2 | $/yr | 1689180.6166 | 2026 6: 1655397.0043; 2027 7: 33783.6123
Stage 2 / Deferred works |  | 3451803.9552
Professional Fees - allow 30/40/20/10 | $/yr | 480752.64 | 2032 12: 144225.792; 2033 13: 192301.056; 2034 14: 96150.528; 2035 15: 48075.264
Direct Works - allow 40/50/10 | $/yr | 1931472 | 2033 13: 772588.8; 2034 14: 965736; 2035 15: 193147.2
Decommission existing ponds - Waipukurau | $/yr | 231914.88 | 2035 15: 231914.88
Risk Allowances - allow 40/60 | $/yr | 510559.3037 | 2034 14: 204223.7215; 2035 15: 306335.5822
Retentions - assume 10% | $/yr | 297105.1315 | 2034 14: 148552.5658; 2035 15: 148552.5658
Land Application Systems |  | 5354101.935
Professional Fees - allow 30/40/20 |  | 294384 | 2021 1: 88315.2; 2023 3: 103034.4; 2031 11: 44157.6; 2032 12: 44157.6
Direct Works - allow 40/50/10 |  | 4316743.7415 | 2021 1: First Tranche; 2023 3: 2158371.8708; 2028 8: Second Tranche; 2031 11: 1079185.9354; 2032 12: 1079185.9354
Risk Allowances - allow 40/60 |  | 263336 | 2023 3: 131668; 2031 11: 52667.2; 2032 12: 79000.8
Retentions - assume 10% |  | 479638.1935 | 2023 3: 239819.0968; 2032 12: 239819.0968
|  |  | 4360230.0559 | 3271718.7798 | 4041045.9479 | 5331698.7877 | 3493123.7492 | 5731289.8208 | 9356383.4041 | 3402086.1097 | 3154356.4816 | 3103135.56 | 3649535.12 | 1176010.7354 | 1586389.2241 | 964889.856 | 1414662.8152 | 928025.492
Note on C8: [Threaded comment] Your version of Excel allows you to read this threaded comment; however, any edits to it will get removed if the file is opened in a newer version of Excel. Learn more: https://go.microsoft.com/fwlink/?linkid=870924 Comment: changed to equal sum
Note on C9: Rudy Verbeek: St 1 & 2 = $3.1m + 0.2M St # & PS = 0.5+0.75+0.2.
Note on D9: John Crawford: Stage 1&2 Pipe and fees
Note on E9: John Crawford: Stage 3 Pipe, Otane PS, fees
Note on C27: John Crawford: From 3b. DAF + Aeration + UV + elect all x 1.20 for P&G and 16% for fees and 20% for contingencyfees
Note on F31: John Crawford: Planning & consenting
Note on G31: John Crawford: consenting & Planning
Note on H31: John Crawford: Design phase
Note on C32: Rudy Verbeek: Net Physical Works $13,046,118 plus P&G $2,609,224 less Decommission ponds ($378k and $214k) less deferred works $1.93m
Note on A44: Cameron McRobie: ex 50/20/20/10

## basis
using 20201022 CHBDC WWTP Upgrade NPV cost estimates PROGSHIFT
| Build | Targets | Related to Influent | Suggest Assign Cost to | Unit Charge | Weighting | total | WPA | WPK | Otane
| Additional Aeration | Additional N Removal | TKN | 100% to TKN | Assigned cost / total throughput. | TW-TKN/Total-TKN |  | 77655 | 155310
| DAF | P removal | Phosphorus | 40% TP | ditto | TW-TP/Total-TP |  | 592570 | 1123790
|  | TSS - Algae Removal | BOD | 40% TKN | ditto
|  | Clarity for UV Disinf | Flow | 20% Flow | ditto | TW-Flow / Total-flow
|  | decommission lamella | [5 empty] | 10000 | 10000
| UV Upgrade | Pathogens | Flow | 100% Flow | ditto |  |  | 293890 | 394909
[6 empty] | physical works | 0.57845 | 974115 | 1684009 |  | 2658124
Opt#2 Short Term A96 | EI/C allowance - applies to works above only | [5 empty] | 260000 | 95281.4466 | 164718.5534
Opt#2 Short Term sum M105-M121 + sum M127-M136 | General (G), risk - applies to works above only | All | All | All | Respread across others on pro-rata basis |  | 1682002 | 616398.3991 | 1065603.6009
[8 empty] | 1685794.8457 | 2914331.1543 |  | 4600126
| Desludging | Additional BOD Removal | BOD | 50% BOD | ditto |  |  | 283000 | 630000
|  | Additional N Removal | TKN | 50% TKN | ditto | TW-TKN/Total-TKN
| Pond optimisation | Additional BOD Removal | BOD | 50% BOD | ditto |  |  | 50000 | 50000 | 10000
|  | Additional N Removal | TKN | 50% TKN | ditto | TW-TKN/Total-TKN
| Land dispersal | [6 empty] | 5354102
don't include | Otane to WPA
| WPA to Walker Rd | nothing in year 1
From Delivery Plan - Wastewater Improvements letter
Note on I4: [Threaded comment] Your version of Excel allows you to read this threaded comment; however, any edits to it will get removed if the file is opened in a newer version of Excel. Learn more: https://go.microsoft.com/fwlink/?linkid=870924 Comment: NPV 11 kW Reply: Opt#2 Short Term A30
Note on J4: Nicola Marvin: NPV 22 kW Opt#2 Short Term A31
Note on I5: [Threaded comment] Your version of Excel allows you to read this threaded comment; however, any edits to it will get removed if the file is opened in a newer version of Excel. Learn more: https://go.microsoft.com/fwlink/?linkid=870924 Comment: sum of WPA DAF WOW short term
Note on J5: [Threaded comment] Your version of Excel allows you to read this threaded comment; however, any edits to it will get removed if the file is opened in a newer version of Excel. Learn more: https://go.microsoft.com/fwlink/?linkid=870924 Comment: WPK DAF from WOW short term
Note on I8: [Threaded comment] Your version of Excel allows you to read this threaded comment; however, any edits to it will get removed if the file is opened in a newer version of Excel. Learn more: https://go.microsoft.com/fwlink/?linkid=870924 Comment: NPV Reply: Opt#2 Short Term A82
Note on J8: [Threaded comment] Your version of Excel allows you to read this threaded comment; however, any edits to it will get removed if the file is opened in a newer version of Excel. Learn more: https://go.microsoft.com/fwlink/?linkid=870924 Comment: NPV
Note on I9: [Threaded comment] Your version of Excel allows you to read this threaded comment; however, any edits to it will get removed if the file is opened in a newer version of Excel. Learn more: https://go.microsoft.com/fwlink/?linkid=870924 Comment: NPV Reply: Opt#2 Short Term A85
Note on J9: [Threaded comment] Your version of Excel allows you to read this threaded comment; however, any edits to it will get removed if the file is opened in a newer version of Excel. Learn more: https://go.microsoft.com/fwlink/?linkid=870924 Comment: NPV Reply: Opt#2 Short Term A90
Note on H13: [Threaded comment] Your version of Excel allows you to read this threaded comment; however, any edits to it will get removed if the file is opened in a newer version of Excel. Learn more: https://go.microsoft.com/fwlink/?linkid=870924 Comment: Opt#2 Short Term A96
Note on H14: [Threaded comment] Your version of Excel allows you to read this threaded comment; however, any edits to it will get removed if the file is opened in a newer version of Excel. Learn more: https://go.microsoft.com/fwlink/?linkid=870924 Comment: Opt#2 Short Term sum M105-M121 + sum M127-M136
Note on I18: [Threaded comment] Your version of Excel allows you to read this threaded comment; however, any edits to it will get removed if the file is opened in a newer version of Excel. Learn more: https://go.microsoft.com/fwlink/?linkid=870924 Comment: see table below
Note on J18: [Threaded comment] Your version of Excel allows you to read this threaded comment; however, any edits to it will get removed if the file is opened in a newer version of Excel. Learn more: https://go.microsoft.com/fwlink/?linkid=870924 Comment: see table below
Note on I20: [Threaded comment] Your version of Excel allows you to read this threaded comment; however, any edits to it will get removed if the file is opened in a newer version of Excel. Learn more: https://go.microsoft.com/fwlink/?linkid=870924 Comment: see table below
Note on J20: [Threaded comment] Your version of Excel allows you to read this threaded comment; however, any edits to it will get removed if the file is opened in a newer version of Excel. Learn more: https://go.microsoft.com/fwlink/?linkid=870924 Comment: see table below
Note on I24: [Threaded comment] Your version of Excel allows you to read this threaded comment; however, any edits to it will get removed if the file is opened in a newer version of Excel. Learn more: https://go.microsoft.com/fwlink/?linkid=870924 Comment: NPV Option 2 - Phased C54

## basis 2
using SO charges
Analyte | Flow Volume | BOD | TKN | TSS | TP
Units | $/m3 | $/kg-BOD | $/kg-TKN | $/kg-TSS
CAPEX (rates) | 0.32926 | 0.41506 | 0.78012 | 0.051364
load | 973860.7857 | 369222.5564 | 65321.9519 | 450179.1966
revenue | 320651.65 | 153249.4454 | 50959.1872 | 23122.9546 | 547983.2373
proportion | 0.58515 | 0.27966 | 0.092994 | 0.042196
| 0.55515 | 0.27966 | 0.092994 | 0.042196 | 0.042196
| 0.55 | 0.28 | 0.09 | 0.04 | 0.04 | using same proportion as TSS | then redistribute across the others
comparision - but very different from above
non-specific costs used for TA & SO
| 0.28 | for Flow
| 0.38 | for BOD
| 0.08 | for TSS
| 0.18 | for TKN
| 0.08 | For TP | guesstimate only - redistribution of approx 10% taken from others
made TSS & P the same

## Loads
Monthly average load/flow
| Flow | TSS | BOD | TN | TP
DOMESTIC | m3/mth | kg/mth | kg/mth | kg/mth | kg/mth
WPA Domestic | 22538.75 | 17641.6667 | 6478.75 | 1593.8333 | 267.6667
WPK Domestic | 45625 | 13906.5 | 12361.3333 | 2008.7167 | 463.55
OTN Domestic | 2910.875 | 188.3336 | 103.045 | 119.637 | 16.9995
TRADE
| 3231.2222 | 1435.3027 | 4627.9579 | 659.7948 | 56.9104
| 932.2 | 96.3548 | 2125.1297 | 349.8014 | 64.8446
| 2360.7143 | 2953.8034 | 890.9574 | 221.8028 | 39.3611
| 2631.6962 | 1152.6591 | 3626.3062 | 412.7348 | 87.9536
| 819.5577 | 140.3128 | 555.0669 | 77.1752 | 8.6627
105.05
| Flow | TSS | BOD | TN | TP
TOTAL MTH LOAD | m3/mth | kg/mth | kg/mth | kg/mth | kg/mth
WPA total | 27531.1605 | 21748.1291 | 10996.0136 | 2228.3709 | 394.9813
WPK total | 50713.0299 | 15578.4703 | 19669.4878 | 3095.4881 | 593.9677
OTN total | 2910.875 | 188.3336 | 103.045 | 119.637 | 16.9995
WPA & OTN total | 30442.0355 | 21936.4628 | 11099.0586 | 2348.0079 | 411.9808
WOW total | 81155.0655 | 37514.933 | 30768.5464 | 5443.496 | 1005.9485
| Flow | TSS | BOD | TN | TP
ANNUAL LOAD | m3/yr | kg/yr | kg/yr | kg/yr | kg/yr
WPA total | 330373.9264 | 260977.5498 | 131952.1629 | 26740.4513 | 4739.7758
WPK total | 608556.3594 | 186941.6435 | 236033.8538 | 37145.8571 | 7127.6122
OTN total | 34930.5 | 2260.0034 | 1236.5397 | 1435.6436 | 203.9941
WPA & OTN total | 365304.4264 | 263237.5531 | 133188.7026 | 28176.0948 | 4943.7699
WOW total | 973860.7857 | 450179.1966 | 369222.5564 | 65321.9519 | 12071.3822
| Flow | TSS | BOD | TN | TP
ANNUAL LOAD | m3/yr | kg/yr | kg/yr | kg/yr | kg/yr
| 38774.6667 | 17223.6328 | 55535.4952 | 7917.538 | 682.9251
| 11186.4 | 1156.2572 | 25501.5561 | 4197.6173 | 778.1346
| 9834.6927 | 1683.7534 | 6660.8025 | 926.1019 | 103.9525
1260.6
| 28328.5714 | 35445.6411 | 10691.4884 | 2661.6339 | 472.3328
| 31580.3549 | 13831.9087 | 43515.6745 | 4952.8174 | 1055.443
Note on C4: [Threaded comment] Your version of Excel allows you to read this threaded comment; however, any edits to it will get removed if the file is opened in a newer version of Excel. Learn more: https://go.microsoft.com/fwlink/?linkid=870924 Comment: used per month as this was the basis from the TW invoices

## Notes
Date generated | 2021-02-15
Generated by | Nicola Marvin
Verified by | John Crawford
Revised date | 2021-04-02
Reviewed by
Note | This is intented to be used as interim high-level cost to treat (CAPEX) only
CAPEX based on | using 20201022 CHBDC WWTP Upgrade NPV cost estimates PROGSHIFT
Recovery period | payback in same year - no loan. Pays for their share of the CAPEX.
Included | year 1 LTP to year 3 LTP as at Feb 21 for WPA & WPK sheets Year 1-10 LTP for W&W sheet
Updates required | as annual plan firmed up, update CAPEX each year
Charging | based on planned year ahead - sets fees & charges for that year at 1 July (and based on total loads from current year (year set))
Load - domestic WPA, WPK | Taken from Basis of Design 2018 for WPA and WPK, being closest years for data available for incoming domestic loads (based on population)
Load - domestic OTN | Taken from actual 2020 treated effluent data for Otane (compliance data)
Load - traders | Taken from actual 2020 invoicing data
Existing Asset Capital value | Calcs in following sheets apply to new expenditure only. Needs to be determined IF and HOW the capital value of the existing systems is calculated then recovered through this mechanism
links | are all to files on Beca system
Items 1,2,3 | original costs were split out, EIC & gen had to be added on using pro-rata basis items 4 onwards were total costs
W&W sheet | WPA & WPK combined into one rate, rather than per WWTP with separate costs to treat
desludging | Not included in NPV, this is not LTP funded
growth | does not allow for growth - based on year 2020 loads
sheet | formulas checked by Liam Perry
Year 0 does not include:
Rates per year | includes rates for remainder of 10 loan from previous years ie year 2 includes year 1, year 3 includes year 1 and 2